## Pushbutton Switches
Part Number | Manufacturer | Price | Description | (Select First, Then Apply Filters) Compatible Series | Actuator Type | Actuator Height off PCB, Vertical | Actuator Marking | Actuator Type | Base Product Number | Circuit | Color | Color - Actuator / Cap | Contact Rating @ Voltage | Current Rating | Current Rating (Amps) | Datasheet | Electrical Life | Electrical Life | Features | For Use With / Related Products | Illumination | Illumination Color | Illumination Type, Color | Illumination Voltage (Nominal) | Ingress Protection | Key Color | Key Type | Legend | Legend Color | Legend Type | Length/Width/Height | Matrix (Columns x Rows) | Max AC Contact Voltage | Max DC Contact Voltage | Mechanical Life | Mechanical Life | Moisture Sensitivity Level (MSL) | Mounting Type | Mounting Type | Number of Keys | Operating Temperature | Operating Force | Operating Temperature | Outline | Package / Case (Metric) | Packaging | Panel Cutout Dimensions | Panel Cutout Dimensions | Requires | Reset Operation | Rid | RoHS | SPM | Series | Shape | Size | Switch Configuration | Switch Function | Switch Function | Switch Travel | Switch Type | Termination Style | Voltage Rating - AC | Voltage Rating - DC | Stock | Datasheet URL | Source URL
0041.8841.7107 | SCHURTER | 100: 7.1473 300: 6.6587 500: 6.4425 1,000: 6.16 | Round Button Momentary Contact SPST >100000 >100000 welding mounting，panel mount 10mm(Length)*23.1mm(height) |  |  |  | No Marking | Round, Button | 0041.8841 | SPST-NO |  | Black |  |  | 200mA (AC/DC) |  |  | 10,000 Cycles | - |  |  |  | - | - | IP40 | [10 empty] | 10,000 Cycles | Not Applicable |  | Panel Mount, Front |  |  |  | -25°C ~ 85°C |  |  | Bulk |  | Circular - 8.00mm Dia | [5 empty] | LDT |  |  |  |  | Off-Mom |  |  | Solder Lug | 60 V | 50 V | 188 | https://www.unikeyic.com/media/datasheet/78/ce/39ae/78/4953cc2de0a79ecd2f9947e0c6fba562.pdf | https://www.unikeyic.com/products/pushbutton-switches/0041-8841-7107/30101140.html
0041.8856.1137 | SCHURTER | 1: 15.6251 10: 13.4891 25: 12.7187 50: 12.1643 100: 11.6333 300: 10.8367 500: 10.4844 1,000: 10.0237 | Off-On SPST-NO circular-8.00(Dia) 10000Cycles 50V 60V 10000Cycles welding mounting，panel mount |  |  |  | No Marking | Round, Button | 0041.8856 | SPST-NO |  | - |  |  | 200mA (AC/DC) |  |  | 10,000 Cycles | - |  |  |  | - | - | IP40 | [10 empty] | 10,000 Cycles | Not Applicable |  | Panel Mount, Front |  |  |  | -25°C ~ 60°C |  |  | Bulk |  | Circular - 8.00mm Dia | [5 empty] | LDS |  |  |  |  | Off-On |  |  | Solder Lug | 60 V | 50 V | 199 | https://www.unikeyic.com/media/datasheet/44/68/3ff2/44/c6f1f8abb85d1f9769457801b6b904f0.pdf | https://www.unikeyic.com/products/pushbutton-switches/0041-8856-1137/33504672.html
0041.9141.3107 | SCHURTER | 1: 7.2386 5: 7.2386 10: 6.4858 20: 6.4858 50: 6.4858 | SchurterPushbutton Switches, Panel opening diameter8mm, SPST |  |  |  | No Marking | Round, Button | 0041.9141 | SPST-NO |  | Red |  |  | 200mA (AC/DC) |  |  | 10,000 Cycles | - |  |  |  | - | - | IP40 | [10 empty] | 10,000 Cycles | Not Applicable |  | Panel Mount, Front |  |  |  | -25°C ~ 85°C |  |  | Bulk |  | Circular - 8.00mm Dia | [5 empty] | LDT |  |  |  |  | Off-Mom |  |  | PC Pin | 60 V | 50 V | 126 | https://www.unikeyic.com/media/datasheet/78/ce/39ae/78/4953cc2de0a79ecd2f9947e0c6fba562.pdf | https://www.unikeyic.com/products/pushbutton-switches/0041-9141-3107/33658373.html
02-691.011 | eao | 1: 104.4576 | ACTUATOR, 21.2 MM X 29.2 MM, BLA |  | - | [8 empty] | - |  |  | - |  |  |  |  | - | [10 empty] | - | - | - |  |  | panel mount | [8 empty] | - | [9 empty] | - | - | [6 empty] | 5 | https://www.unikeyic.com/media/about_us/Unikey_ISO_9001_Certification.pdf | https://www.unikeyic.com/products/pushbutton-switches/02-691-011/19017160.html
07-3323-4200+05-0042-0050 | BARTEC | 1: 105.0482 | Bartec Black Button Module, panel mount, No indicator light, 2 Ways Normally Open |  | circular | [8 empty] | - |  | 07-3323-4200+05-0042-0050 BARTEC | - |  |  |  |  | - | [8 empty] | 68mm(Length)*72mm(height) |  | 400V | - | - |  |  | threaded mounting, panel mount |  |  | -55℃~60℃ | [5 empty] | - | [9 empty] | 1 NC, 1 NO, 2 NC, 2 No, DPST | 1 NC, 1 NO, 2 NC, 2 No | [6 empty] | 70 | https://www.unikeyic.com/media/datasheet/08/64/40b9/08/a30c1d80fbfaaf7d1144dc3f94720cf3.pdf | https://www.unikeyic.com/products/pushbutton-switches/07-3323-4200-05-0042-0050/82332.html
07-3511-10S92 | BARTEC | 1: 242.0533 | Bartec Explosion-proof Control Pushbutton Button switch control box, 22mmaperture |  | - | [8 empty] | - |  | 07-3511-10S92 BARTEC | - |  |  |  |  | - | [10 empty] | 230V | - | - | [5 empty] | -20℃~40℃ | [5 empty] | - | [9 empty] | 2 No | - | [6 empty] | 18 | https://www.unikeyic.com/media/datasheet/e2/c6/0a62/e2/916681e40e27ed27e9ea92b21530da00.pdf | https://www.unikeyic.com/products/pushbutton-switches/07-3511-10s92/447587.html
07.17502.21 | EOZ | 1: 28.1235 10: 26.4511 50: 25.6276 100: 25.0704 250: 24.5375 | EOZ silver button switch, panel mount, Instantaneous operation, Panel opening diameter10.2mm, No indicator light, SPDT |  | Round Plunger | [8 empty] | - |  | 07.17502.21 EOZ | 100000Cycles |  |  |  |  | - | [8 empty] | 14mm(Length)*31.2mm(height) |  | 220V | 48V | - |  |  | welding mounting, panel mount |  |  | -40℃~85℃ | [5 empty] | circular-10.2 |  |  |  |  | Compliant |  |  |  |  | SPDT | Momentary Contact/Maintained Contact | [6 empty] | 324 | https://www.unikeyic.com/media/datasheet/20/8d/9c3a/20/5c9cfe5a325f7f6ada064920ef95db80.pdf | https://www.unikeyic.com/products/pushbutton-switches/07-17502-21/970995.html
0704.012.518. | eao | 1: 34.183 5: 33.1585 10: 31.1503 20: 30.4963 50: 29.8302 | EAO Combination switch actuator button actuator, Used for series 04 |  | - | [8 empty] | - |  |  | - |  |  |  |  | - | [10 empty] | - | - | - |  |  | snap fit | [8 empty] | - | [9 empty] | - | - | [6 empty] | 1 | https://www.unikeyic.com/media/about_us/Unikey_ISO_9001_Certification.pdf | https://www.unikeyic.com/products/pushbutton-switches/0704-012-518/240763066.html
07Z5051 BLK | grayhill | 1: 44.7005 5: 41.8824 7: 41.7744 13: 33.7392 19: 31.4265 25: 30.7965 | Switch Access Cap for Push Button Switch | [5 empty] | 07Z5051 |  | Black | [7 empty] | - | Multiple Series | Non-Illuminated | [15 empty] | 1 (Unlimited) |  | Slip On | [6 empty] | Bulk |  |  |  |  | 2678451 |  |  | - | Round | 30.20mm Dia x 62.23mm H |  |  |  |  | Pushbutton |  |  |  | 97 | https://www.unikeyic.com/media/datasheet/76/37/7f88/76/e0e25df33807a3a550f2ce23d2f85efd.pdf | https://www.unikeyic.com/products/pushbutton-switches/07z5051-blk/30425926.html
086343 Q25D-GE | EATON | 1: 27.7156 | Eaton Push Button, Eaton Moeller Series, Instantaneous, 16mm Hole Dia |  | - | [8 empty] | - |  |  | - |  |  |  |  | - | [10 empty] | - | - | - |  |  | Push-in type, panel mount |  |  | -25℃~60℃ | [5 empty] | - | [9 empty] | - | - | [6 empty] | 3 | https://www.unikeyic.com/media/about_us/Unikey_ISO_9001_Certification.pdf | https://www.unikeyic.com/products/pushbutton-switches/086343-q25d-ge/19628230.html
088764 Q18LT-BL | EATON | 1: 36.0167 | Eaton PUSHBUTTON, Eaton Moeller series, Instantaneous, Opening diameter16mm |  | - | [8 empty] | - |  |  | - |  |  |  |  | - | [10 empty] | - | - | - |  |  | Push-in type, panel mount |  |  | -25℃~60℃ | [5 empty] | - | [9 empty] | - | - | [6 empty] | 7 | https://www.unikeyic.com/media/about_us/Unikey_ISO_9001_Certification.pdf | https://www.unikeyic.com/products/pushbutton-switches/088764-q18lt-bl/33339593.html
089067 Q18LT-GN | EATON | 1: 36.0167 | Eaton Push Button, Eaton Moeller Series, Instantaneous, 16mm Hole Dia |  | - | [8 empty] | - |  |  | - |  |  |  |  | - | [10 empty] | - | - | - |  |  | Push-in type, panel mount |  |  | -25℃~60℃ | [5 empty] | - | [9 empty] | - | - | [6 empty] | 63 | https://www.unikeyic.com/media/about_us/Unikey_ISO_9001_Certification.pdf | https://www.unikeyic.com/products/pushbutton-switches/089067-q18lt-gn/32761169.html
09-400005.10636A | eao | 1: 21.8832 5: 20.4243 10: 20.0596 20: 20.0596 50: 20.0596 | Push-in type white panel mount |  | Push-in type | [8 empty] | - |  |  | - |  |  |  |  | white | [10 empty] | - | - | - |  |  | panel mount |  |  | -40℃~85℃ | [5 empty] | - |  |  |  |  | Compliant | Bagged |  |  |  | - | - | [6 empty] | 23 | https://www.unikeyic.com/media/about_us/Unikey_ISO_9001_Certification.pdf | https://www.unikeyic.com/products/pushbutton-switches/09-400005-10636a/682520142.html
09-400005.11430 | eao | 1: 21.8832 5: 20.4243 10: 20.0596 20: 20.0596 50: 20.0596 | Push-in type white panel mount |  | Push-in type | [8 empty] | - |  |  | - |  |  |  |  | white | [10 empty] | - | - | - |  |  | panel mount |  |  | -40℃~85℃ | [5 empty] | - |  |  |  |  | Compliant | Bagged |  |  |  | - | - | [6 empty] | 22 | https://www.unikeyic.com/media/about_us/Unikey_ISO_9001_Certification.pdf | https://www.unikeyic.com/products/pushbutton-switches/09-400005-11430/682350685.html
09-400009.11421A | eao | 1: 19.3573 5: 18.0668 10: 17.7442 20: 17.7442 50: 17.7442 | Push-in type white panel mount |  | Push-in type | [8 empty] | - |  |  | - |  |  |  |  | white | [10 empty] | - | - | - |  |  | panel mount |  |  | -40℃~85℃ | [5 empty] | - |  |  |  |  | Compliant | Bagged |  |  |  | - | - | [6 empty] | 26 | https://www.unikeyic.com/media/about_us/Unikey_ISO_9001_Certification.pdf | https://www.unikeyic.com/products/pushbutton-switches/09-400009-11421a/682809421.html
09-410005.1S0012 | eao | 1: 23.0821 5: 21.5433 10: 21.1586 20: 21.1586 50: 21.1586 | Push-in type white panel mount |  | Push-in type | [8 empty] | - |  |  | - |  |  |  |  | white | [10 empty] | - | - | - |  |  | panel mount |  |  | -40℃~85℃ | [5 empty] | - |  |  |  |  | Compliant | Bagged |  |  |  | - | - | [6 empty] | 23 | https://www.unikeyic.com/media/about_us/Unikey_ISO_9001_Certification.pdf | https://www.unikeyic.com/products/pushbutton-switches/09-410005-1s0012/682060609.html
09-RS.1101.4000.M000 | eao | 1: 35.6013 5: 35.6013 10: 34.9656 20: 34.9656 | 1 NO (Normally Open) 30mm panel mount |  | - | [8 empty] | - |  |  | - |  |  |  |  | - | [10 empty] | - | - | - |  |  | panel mount |  |  | -20℃~100℃ | [5 empty] | 30mm | [9 empty] | 1 NO (Normally Open) | - | [6 empty] | 4 | https://www.unikeyic.com/media/about_us/Unikey_ISO_9001_Certification.pdf | https://www.unikeyic.com/products/pushbutton-switches/09-rs-1101-4000-m000/999945144.html
092645 38TQ25 | EATON | 1: 2.5985 | Eaton 092645 38TQ25 Button Plate |  | - | [8 empty] | - |  |  | - |  |  |  |  | - | [10 empty] | - | - | - |  |  | board mount | [8 empty] | - | [9 empty] | - | - | [6 empty] | 22 | https://www.unikeyic.com/media/about_us/Unikey_ISO_9001_Certification.pdf | https://www.unikeyic.com/products/pushbutton-switches/092645-38tq25/996370297.html
1-1825096-4 | TE Connectivity | 1,000: 17.2981 | TE Connectivity Black micro button switch, Latching operation, No indicator light, DPDT |  |  |  | No Marking | Round, Plunger | 1-1825096 | SPST x 2 |  | Black |  |  | 0.4VA (AC/DC) |  |  | 80,000 Cycles | - |  |  |  | - | - | - | [10 empty] | - | 1 (Unlimited) |  | Through Hole, Right Angle |  |  |  | -30°C ~ 65°C |  |  | Bulk |  | - |  |  | 1021672 |  |  | TP |  |  |  |  | Off-Mom |  |  | PC Pin | 20 V | 20 V | 100000 | https://www.unikeyic.com/media/datasheet/d4/8f/ad50/d48fad508a301c465204d5b9e82e1661.pdf | https://www.unikeyic.com/products/pushbutton-switches/1-1825096-4/33558658.html
1-1825097-6 | TE Connectivity | 1,000: 12.2624 | Round ON - (ON) SPDT 100000Cycles 400mA SPDT welding mounting，Through hole mounting 5.99mm(Length)*8.92mm(height) |  | Round | [8 empty] | 400mA |  | 1-1825097-6 TE Connectivity | 100000Cycles |  |  |  |  | - | [8 empty] | 5.99mm(Length)*8.92mm(height) |  | - | - | - |  |  | welding mounting, Through hole mounting |  |  | -30℃~65℃ |  |  |  | SPDT |  | - |  |  |  |  | Compliant | bulk |  |  |  | SPDT | ON - (ON) | [6 empty] | 100000 | https://www.unikeyic.com/media/datasheet/07/0a/dd24/07/eff5d08ae33f64c6e601002dc79be483.pdf | https://www.unikeyic.com/products/pushbutton-switches/1-1825097-6/34020585.html
1-2213765-0 | TE Connectivity | 100: 16.5383 |  |  | - | [8 empty] | - |  | 1-2213765-0 TE Connectivity | - |  |  |  |  | - | [10 empty] | - | - | - | [9 empty] | SPDT |  | - | [9 empty] | - | - | [6 empty] | 10000 | https://www.unikeyic.com/media/datasheet/f2/8d/b6c2/f2/23578d49a3e0f897be989737988c43ba.pdf | https://www.unikeyic.com/products/pushbutton-switches/1-2213765-0/22766447.html
1-2213765-6 | TE Connectivity | 100: 16.5383 |  |  | - | [8 empty] | - |  | 1-2213765-6 TE Connectivity | - |  |  |  |  | - | [10 empty] | - | - | - | [9 empty] | SPDT |  | - | [9 empty] | - | - | [6 empty] | 10000 | https://www.unikeyic.com/media/datasheet/f2/8d/b6c2/f2/23578d49a3e0f897be989737988c43ba.pdf | https://www.unikeyic.com/products/pushbutton-switches/1-2213765-6/28844679.html
1-2213766-0 | TE Connectivity | 9: 13.706 21: 13.453 41: 13.2 81: 12.947 | Pushbutton SW AV19 SPM 0.4VA POWER LED YELLOW 12V | [33 empty] | Not Applicable | [8 empty] | Box | [7 empty] | * | [10 empty] | 95 | https://www.unikeyic.com/media/datasheet/99/e0/32b1/99e032b1eadad46d5f3d3115c8d16409.pdf | https://www.unikeyic.com/products/pushbutton-switches/1-2213766-0/19882535.html
1-2213766-5 | TE Connectivity | 5: 30.942 10: 30.8664 25: 29.9355 50: 18.417 75: 14.5845 100: 14.2905 |  |  | - | [8 empty] | - |  | 1-2213766-5 TE Connectivity | - |  |  |  |  | - | [10 empty] | - | - | - | [9 empty] | SPDT |  | - | [9 empty] | - | - | [6 empty] | 25 | https://www.unikeyic.com/media/datasheet/b0/4c/8c0f/b0/d24a372cc7a456ce7fe61b0f49fdc96a.pdf | https://www.unikeyic.com/products/pushbutton-switches/1-2213766-5/30004721.html
1-2213767-1 | TE Connectivity | 9: 12.342 23: 12.111 45: 11.88 90: 11.649 100: 11.429 | Pushbutton Switches AV19 SPM 3A MOVE RING LED YELLOW 24V |  | - | [8 empty] | - |  | 1-2213767-1 TE Connectivity | - |  |  |  |  | - | [10 empty] | - | - | - | [9 empty] | SPDT |  | - | [9 empty] | - | - | [6 empty] | 500 | https://www.unikeyic.com/media/datasheet/5f/26/ed99/5f/35cdd5b699edda73a8f05aea8f0a61d9.pdf | https://www.unikeyic.com/products/pushbutton-switches/1-2213767-1/265611.html
1-2213767-2 | TE Connectivity | 100: 15.7079 |  |  | - | [8 empty] | - |  | 1-2213767-2 TE Connectivity | - |  |  |  |  | - | [10 empty] | - | - | - | [9 empty] | SPDT |  | - | [9 empty] | - | - | [6 empty] | 10000 | https://www.unikeyic.com/media/datasheet/5f/26/ed99/5f/35cdd5b699edda73a8f05aea8f0a61d9.pdf | https://www.unikeyic.com/products/pushbutton-switches/1-2213767-2/4999364.html
1-2213767-5 | TE Connectivity | 7: 15.994 50: 15.994 100: 14.113 1,000: 13.211 2,000: 12.32 5,000: 11.418 | Pushbutton SW AV19 SPM 3A MOVE RING LED GREEN 24V |  | - | [8 empty] | - |  | 1-2213767-5 TE Connectivity | - |  |  |  |  | - | [10 empty] | - | - | - | [9 empty] | SPDT |  | - | [9 empty] | - | - | [6 empty] | 90 | https://www.unikeyic.com/media/datasheet/5f/26/ed99/5f/35cdd5b699edda73a8f05aea8f0a61d9.pdf | https://www.unikeyic.com/products/pushbutton-switches/1-2213767-5/18215413.html
1-2316542-7 | TE Connectivity | 6: 21.527 13: 21.131 26: 20.735 52: 20.328 100: 19.932 | Pushbutton Switches AV19 DPM 3A SPOT LOGO R&Y 12V |  | - | [8 empty] | - |  | 1-2316542-7 TE Connectivity | - |  |  |  |  | - | [10 empty] | - | - | - | [11 empty] | - | [5 empty] | boxed |  |  |  | - | - | [6 empty] | 100 | https://www.unikeyic.com/media/datasheet/e3/94/52d9/e3/482ee6a796333e37f1dcd0602bb5f51a.pdf | https://www.unikeyic.com/products/pushbutton-switches/1-2316542-7/6662855.html
1-2329328-6 | TE Connectivity | 100: 5.0888 |  |  | - | [8 empty] | - |  | 1-2329328-6 TE Connectivity | - |  |  |  |  | - | [10 empty] | - | - | - | [11 empty] | - | [9 empty] | - | - | [6 empty] | 10000 | https://www.unikeyic.com/media/datasheet/aa/29/0e70/aa/5fc3725fcc633248f6edcccc699c9ea2.pdf | https://www.unikeyic.com/products/pushbutton-switches/1-2329328-6/28792991.html
1-2329328-8 | TE Connectivity | 100: 5.0888 |  |  | - | [8 empty] | - |  | 1-2329328-8 TE Connectivity | - |  |  |  |  | - | [10 empty] | - | - | - | [11 empty] | - | [9 empty] | - | - | [6 empty] | 10000 | https://www.unikeyic.com/media/datasheet/aa/29/0e70/aa/5fc3725fcc633248f6edcccc699c9ea2.pdf | https://www.unikeyic.com/products/pushbutton-switches/1-2329328-8/3553634.html
1-2329360-6 | TE Connectivity | 1: 8.9167 50: 5.9918 100: 5.5923 |  |  | - | [8 empty] | - |  | 1-2329360-6 TE Connectivity | - |  |  |  |  | - | [10 empty] | - | - | - | [11 empty] | - | [9 empty] | - | - | [6 empty] | 716 | https://www.unikeyic.com/media/datasheet/aa/29/0e70/aa/5fc3725fcc633248f6edcccc699c9ea2.pdf | https://www.unikeyic.com/products/pushbutton-switches/1-2329360-6/23408831.html
1-2329383-7 | TE Connectivity | 100: 5.0888 |  |  | - | [8 empty] | - |  | 1-2329383-7 TE Connectivity | - |  |  |  |  | - | [10 empty] | - | - | - | [11 empty] | - | [9 empty] | - | - | [6 empty] | 10000 | https://www.unikeyic.com/media/datasheet/aa/29/0e70/aa/5fc3725fcc633248f6edcccc699c9ea2.pdf | https://www.unikeyic.com/products/pushbutton-switches/1-2329383-7/32115115.html
1-2329387-0 | TE Connectivity | 100: 5.7778 |  |  | - | [8 empty] | - |  | 1-2329387-0 TE Connectivity | - |  |  |  |  | - | [10 empty] | - | - | - | [11 empty] | - | [9 empty] | - | - | [6 empty] | 10000 | https://www.unikeyic.com/media/datasheet/aa/29/0e70/aa/5fc3725fcc633248f6edcccc699c9ea2.pdf | https://www.unikeyic.com/products/pushbutton-switches/1-2329387-0/18500234.html
1-2329387-3 | TE Connectivity | 100: 5.7778 |  |  | - | [8 empty] | - |  | 1-2329387-3 TE Connectivity | - |  |  |  |  | - | [10 empty] | - | - | - | [11 empty] | - | [9 empty] | - | - | [6 empty] | 10000 | https://www.unikeyic.com/media/datasheet/aa/29/0e70/aa/5fc3725fcc633248f6edcccc699c9ea2.pdf | https://www.unikeyic.com/products/pushbutton-switches/1-2329387-3/5310825.html
1-2329387-5 | TE Connectivity | 100: 5.7778 |  |  | - | [8 empty] | - |  | 1-2329387-5 TE Connectivity | - |  |  |  |  | - | [10 empty] | - | - | - | [11 empty] | - | [9 empty] | - | - | [6 empty] | 10000 | https://www.unikeyic.com/media/datasheet/aa/29/0e70/aa/5fc3725fcc633248f6edcccc699c9ea2.pdf | https://www.unikeyic.com/products/pushbutton-switches/1-2329387-5/18357365.html
1-2329388-3 | TE Connectivity | 100: 6.9617 |  |  | - | [8 empty] | - |  | 1-2329388-3 TE Connectivity | - |  |  |  |  | - | [10 empty] | - | - | - | [11 empty] | - | [9 empty] | - | - | [6 empty] | 10000 | https://www.unikeyic.com/media/datasheet/aa/29/0e70/aa/5fc3725fcc633248f6edcccc699c9ea2.pdf | https://www.unikeyic.com/products/pushbutton-switches/1-2329388-3/19204087.html
1-2329389-2 | TE Connectivity | 100: 6.891 |  |  | - | [8 empty] | - |  | 1-2329389-2 TE Connectivity | - |  |  |  |  | - | [10 empty] | - | - | - | [11 empty] | - | [9 empty] | - | - | [6 empty] | 10000 | https://www.unikeyic.com/media/datasheet/aa/29/0e70/aa/5fc3725fcc633248f6edcccc699c9ea2.pdf | https://www.unikeyic.com/products/pushbutton-switches/1-2329389-2/3169444.html
1-2329389-9 | TE Connectivity | 100: 6.891 |  |  | - | [8 empty] | - |  | 1-2329389-9 TE Connectivity | - |  |  |  |  | - | [10 empty] | - | - | - | [11 empty] | - | [9 empty] | - | - | [6 empty] | 10000 | https://www.unikeyic.com/media/datasheet/aa/29/0e70/aa/5fc3725fcc633248f6edcccc699c9ea2.pdf | https://www.unikeyic.com/products/pushbutton-switches/1-2329389-9/30679002.html
1-2364570-4 | TE Connectivity | 100: 17.6691 |  |  | - | [8 empty] | - |  | 1-2364570-4 TE Connectivity | - |  |  |  |  | - | [10 empty] | - | - | - | [9 empty] | SPDT |  | - | [9 empty] | - | - | [6 empty] | 10000 | https://www.unikeyic.com/media/datasheet/98/fb/4678/98fb467821ba4ad2badf950496f4bf40.pdf | https://www.unikeyic.com/products/pushbutton-switches/1-2364570-4/20852075.html
1-2364573-6 | TE Connectivity | 100: 23.8534 |  |  | - | [8 empty] | - |  | 1-2364573-6 TE Connectivity | - |  |  |  |  | - | [10 empty] | - | - | - | [9 empty] | SPDT |  | - | [9 empty] | - | - | [6 empty] | 10000 | https://www.unikeyic.com/media/datasheet/98/fb/4678/98fb467821ba4ad2badf950496f4bf40.pdf | https://www.unikeyic.com/products/pushbutton-switches/1-2364573-6/28495397.html
1-2364573-8 | TE Connectivity | 10: 20.328 20: 19.954 30: 19.58 | Pushbutton Switch SPDT On-on 26A Solder Terminal |  | - | [8 empty] | - |  | 1-2364573-8 TE Connectivity | - |  |  |  |  | - | [10 empty] | - | - | - | [9 empty] | SPDT |  | - | [9 empty] | - | - | [6 empty] | 46 | https://www.unikeyic.com/media/datasheet/98/fb/4678/98fb467821ba4ad2badf950496f4bf40.pdf | https://www.unikeyic.com/products/pushbutton-switches/1-2364573-8/3394899.html
1-2364574-2 | TE Connectivity | 100: 19.4361 |  |  | - | [8 empty] | - |  |  | - |  |  |  |  | - | [10 empty] | - | - | - | [9 empty] | SPDT |  | - | [9 empty] | - | - | [6 empty] | 10000 | https://www.unikeyic.com/media/about_us/Unikey_ISO_9001_Certification.pdf | https://www.unikeyic.com/products/pushbutton-switches/1-2364574-2/18270708.html
1-2364574-6 | TE Connectivity | 10: 16.137 20: 15.84 40: 15.543 70: 15.246 | Pushbutton Switch SPDT On-on 16A Solder Terminal |  | - | [8 empty] | - |  | 1-2364574-6 TE Connectivity | - |  |  |  |  | - | [10 empty] | - | - | - | [9 empty] | SPDT |  | - | [9 empty] | - | - | [6 empty] | 77 | https://www.unikeyic.com/media/datasheet/98/fb/4678/98fb467821ba4ad2badf950496f4bf40.pdf | https://www.unikeyic.com/products/pushbutton-switches/1-2364574-6/21354609.html
1-2364575-1 | TE Connectivity | 100: 23.8534 |  |  | - | [8 empty] | - |  |  | - |  |  |  |  | - | [10 empty] | - | - | - | [9 empty] | SPDT |  | - | [9 empty] | - | - | [6 empty] | 10000 | https://www.unikeyic.com/media/about_us/Unikey_ISO_9001_Certification.pdf | https://www.unikeyic.com/products/pushbutton-switches/1-2364575-1/30972504.html
1-2364575-9 | TE Connectivity | 10: 19.767 20: 19.404 30: 19.041 60: 18.667 | Pushbutton Switch SPDT 26A Solder Terminal Panel |  | - | [8 empty] | - |  | 1-2364575-9 TE Connectivity | - |  |  |  |  | - | [10 empty] | - | - | - | [9 empty] | SPDT |  | - | [9 empty] | - | - | [6 empty] | 80 | https://www.unikeyic.com/media/datasheet/98/fb/4678/98fb467821ba4ad2badf950496f4bf40.pdf | https://www.unikeyic.com/products/pushbutton-switches/1-2364575-9/18692304.html
1-2364686-9 | TE Connectivity | 10: 16.566 20: 16.258 40: 15.95 70: 15.642 | Pushbutton Switch SPDT 16A Solder Terminal Panel |  | - | [8 empty] | - |  | 1-2364686-9 TE Connectivity | - |  |  |  |  | - | [10 empty] | - | - | - | [9 empty] | SPDT |  | - | [9 empty] | - | - | [6 empty] | 77 | https://www.unikeyic.com/media/datasheet/98/fb/4678/98fb467821ba4ad2badf950496f4bf40.pdf | https://www.unikeyic.com/products/pushbutton-switches/1-2364686-9/16713696.html
1-2364687-2 | TE Connectivity | 10: 20.284 20: 19.91 30: 19.536 60: 19.162 | Pushbutton Switch SPDT On-on 26A Solder Terminal |  | - | [8 empty] | - |  | 1-2364687-2 TE Connectivity | - |  |  |  |  | - | [10 empty] | - | - | - | [9 empty] | SPDT |  | - | [9 empty] | - | - | [6 empty] | 80 | https://www.unikeyic.com/media/datasheet/98/fb/4678/98fb467821ba4ad2badf950496f4bf40.pdf | https://www.unikeyic.com/products/pushbutton-switches/1-2364687-2/4146930.html
1-2364688-2 | TE Connectivity | 100: 21.9097 |  |  | - | [8 empty] | - |  |  | - |  |  |  |  | - | [10 empty] | - | - | - | [9 empty] | SPDT |  | - | [9 empty] | - | - | [6 empty] | 10000 | https://www.unikeyic.com/media/about_us/Unikey_ISO_9001_Certification.pdf | https://www.unikeyic.com/products/pushbutton-switches/1-2364688-2/30074129.html
1-2364688-7 | TE Connectivity | 10: 18.216 20: 17.886 40: 17.545 70: 17.204 | Pushbutton Switches AVH22 FLT SS MT R+P BLU |  | - | [8 empty] | - |  | 1-2364688-7 TE Connectivity | - |  |  |  |  | - | [10 empty] | - | - | - | [9 empty] | SPDT |  | - | [9 empty] | - | - | [6 empty] | 70 | https://www.unikeyic.com/media/datasheet/98/fb/4678/98fb467821ba4ad2badf950496f4bf40.pdf | https://www.unikeyic.com/products/pushbutton-switches/1-2364688-7/11762245.html
1-2364700-1 | TE Connectivity | 100: 22.2631 |  |  | - | [8 empty] | - |  | 1-2364700-1 TE Connectivity | - |  |  |  |  | - | [10 empty] | - | - | - | [9 empty] | SPDT |  | - | [9 empty] | - | - | [6 empty] | 10000 | https://www.unikeyic.com/media/datasheet/98/fb/4678/98fb467821ba4ad2badf950496f4bf40.pdf | https://www.unikeyic.com/products/pushbutton-switches/1-2364700-1/13591381.html
1-2364700-5 | TE Connectivity | 10: 19.041 20: 18.689 30: 18.337 60: 17.985 | Pushbutton Switch SPDT 16A Solder Terminal Panel |  | - | [8 empty] | - |  | 1-2364700-5 TE Connectivity | - |  |  |  |  | - | [10 empty] | - | - | - | [9 empty] | SPDT |  | - | [9 empty] | - | - | [6 empty] | 80 | https://www.unikeyic.com/media/datasheet/98/fb/4678/98fb467821ba4ad2badf950496f4bf40.pdf | https://www.unikeyic.com/products/pushbutton-switches/1-2364700-5/24709744.html
1-2364701-4 | TE Connectivity | 10: 22.66 20: 22.242 30: 21.824 50: 21.406 | Pushbutton Switch SPDT On-on 26A Solder Terminal |  | - | [8 empty] | - |  | 1-2364701-4 TE Connectivity | - |  |  |  |  | - | [10 empty] | - | - | - | [9 empty] | SPDT |  | - | [9 empty] | - | - | [6 empty] | 80 | https://www.unikeyic.com/media/datasheet/98/fb/4678/98fb467821ba4ad2badf950496f4bf40.pdf | https://www.unikeyic.com/products/pushbutton-switches/1-2364701-4/18803712.html
1-2364701-7 | TE Connectivity | 10: 22.66 20: 22.242 30: 21.824 50: 21.406 100: 20.988 | Pushbutton Switch SPDT 26A Solder Terminal Panel |  | - | [8 empty] | - |  | 1-2364701-7 TE Connectivity | - |  |  |  |  | - | [10 empty] | - | - | - | [9 empty] | SPDT |  | - | [9 empty] | - | - | [6 empty] | 180 | https://www.unikeyic.com/media/datasheet/98/fb/4678/98fb467821ba4ad2badf950496f4bf40.pdf | https://www.unikeyic.com/products/pushbutton-switches/1-2364701-7/18888369.html
1-2364701-8 | TE Connectivity | 10: 22.66 20: 22.242 30: 21.824 50: 21.406 | Pushbutton Switch SPDT On-on 26A Solder Terminal |  | - | [8 empty] | - |  | 1-2364701-8 TE Connectivity | - |  |  |  |  | - | [10 empty] | - | - | - | [9 empty] | SPDT |  | - | [9 empty] | - | - | [6 empty] | 80 | https://www.unikeyic.com/media/datasheet/98/fb/4678/98fb467821ba4ad2badf950496f4bf40.pdf | https://www.unikeyic.com/products/pushbutton-switches/1-2364701-8/11121257.html
1-2364702-2 | TE Connectivity | 100: 24.5601 |  |  | - | [8 empty] | - |  |  | - |  |  |  |  | - | [10 empty] | - | - | - | [9 empty] | SPDT |  | - | [9 empty] | - | - | [6 empty] | 10000 | https://www.unikeyic.com/media/about_us/Unikey_ISO_9001_Certification.pdf | https://www.unikeyic.com/products/pushbutton-switches/1-2364702-2/32202548.html
1-2364702-3 | TE Connectivity | 10: 20.372 20: 19.987 30: 19.613 60: 19.239 | Pushbutton Switch SPDT 16A Solder Terminal Panel |  | - | [8 empty] | - |  | 1-2364702-3 TE Connectivity | - |  |  |  |  | - | [10 empty] | - | - | - | [9 empty] | SPDT |  | - | [9 empty] | - | - | [6 empty] | 80 | https://www.unikeyic.com/media/datasheet/98/fb/4678/98fb467821ba4ad2badf950496f4bf40.pdf | https://www.unikeyic.com/products/pushbutton-switches/1-2364702-3/24475816.html
1-2364703-7 | TE Connectivity | 5: 26.015 11: 25.564 22: 25.113 43: 24.662 100: 22.429 | Pushbutton Switch SPDT 26A Solder Terminal Panel |  | - | [8 empty] | - |  | 1-2364703-7 TE Connectivity | - |  |  |  |  | - | [10 empty] | - | - | - | [9 empty] | SPDT |  | - | [9 empty] | - | - | [6 empty] | 180 | https://www.unikeyic.com/media/datasheet/98/fb/4678/98fb467821ba4ad2badf950496f4bf40.pdf | https://www.unikeyic.com/products/pushbutton-switches/1-2364703-7/5209950.html
1.01.102.001/0205 | RAFI | 1: 31.9959 10: 28.7696 50: 27.2084 100: 25.6176 500: 23.997 | Round OFF - (ON) Double Pole Single Throw 18.2mm 50000Cycles 50000Cycles 2A threaded mounting，panel mount 10.5mm(height) |  |  |  | - | - | 1.01102 | - |  | - |  |  | - |  |  | - | - |  |  |  | - | - | - | [10 empty] | - | 1 (Unlimited) |  | - |  |  |  | - |  |  | Bulk |  | - | [5 empty] | - |  |  |  |  | - |  |  | - |  |  | 247 | https://www.unikeyic.com/media/about_us/Unikey_ISO_9001_Certification.pdf | https://www.unikeyic.com/products/pushbutton-switches/1-01-102-001-0205/1381286.html
1.01.102.011/0205 | RAFI | 1: 31.9959 10: 28.7696 50: 27.2084 100: 25.6176 500: 23.997 | Round Off-Mom，On-Mom DPST-NO/NC circular-18.20(Dia) 50000Cycles 250V 50000Cycles 2A threaded mounting，panel mount 34mm(Length)*10.5mm(height) |  |  |  | No Marking | Round, Button | 1.01102 | DPST-NO/NC |  | White |  |  | 2A (AC) |  |  | 50,000 Cycles | - |  |  |  | - | - | IP40 | [10 empty] | 50,000 Cycles | 1 (Unlimited) |  | Panel Mount, Front |  |  |  | -25°C ~ 85°C |  |  | Bulk |  | Circular - 18.20mm Dia | [5 empty] | - |  |  |  |  | On-Mom, Off-Mom |  |  | Screw Terminal | 250 V |  | 53 | https://www.unikeyic.com/media/datasheet/c5/75/ead4/c5/144c94bd82aba0f0146185c4d3fd4ff5.pdf | https://www.unikeyic.com/products/pushbutton-switches/1-01-102-011-0205/33732802.html
1.10.010.001/0551 | RAFI | 2: 68.464 30: 68.464 | Round Flat Top Button Off-Instant SPST-NO Round Ø22.30 500kCycles Green 500kCycles 100mA(DC) Panel Mount |  |  |  | No Marking | Round, Button, Flush | 1.10.010 | SPST-NO |  | Green |  |  | 100mA (DC) |  |  | 500,000 Cycles | - |  |  |  | LED, Green | 24 VDC | IP69K - Dust Tight, High Temp Water Jets, Waterproof | [10 empty] | 500,000 Cycles | 1 (Unlimited) |  | Panel Mount, Front |  |  |  | -25°C ~ 70°C |  |  | Bulk |  | Circular - 22.30mm Dia | [5 empty] | RAMO 22 T |  |  |  |  | Off-Mom |  |  | Connector |  | 35 V | 15 | https://www.unikeyic.com/media/datasheet/59/46/ba2b/59/8b6411e98068737c1bc6e992fd01b974.pdf | https://www.unikeyic.com/products/pushbutton-switches/1-10-010-001-0551/33943882.html
1.10.011.001/0551 | RAFI | 1: 50.4005 | circular，short hair，PUSHBUTTON Off-Mom SPST-NO circular-22.30(Dia) 500000Cycles 35V green 500000Cycles 100mA(DC) panel mount |  |  |  | No Marking | Round, Button, Flush | 1.10.011 | SPST-NO |  | Green |  |  | 100mA (DC) |  |  | 500,000 Cycles | - |  |  |  | LED, Green | 24 VDC | IP69K - Dust Tight, High Temp Water Jets, Waterproof | [10 empty] | 500,000 Cycles | 1 (Unlimited) |  | Panel Mount, Front |  |  |  | -25°C ~ 70°C |  |  | Bulk |  | Circular - 22.30mm Dia |  |  | 6829241 |  |  | RAMO 22 T |  |  |  |  | Off-Mom |  |  | Connector |  | 35 V | 10 | https://www.unikeyic.com/media/datasheet/b6/3f/bfa5/b6/3ba96af8c6be45cce157bdea187710c0.pdf | https://www.unikeyic.com/products/pushbutton-switches/1-10-011-001-0551/30099925.html
1.10.011.001/0661 | RAFI | 1: 88.0186 10: 77.4623 20: 75.351 40: 73.2249 160: 69.0024 | Round, Flat Top, Button Off-Mom SPST-NO Round-22.30(Dia) 500kCycles 35V Blue 500kCycles 100mA(DC) Panel Mount |  |  |  | No Marking | Round, Button, Flush | 1.10.011 | SPST-NO |  | Blue |  |  | 100mA (DC) |  |  | 500,000 Cycles | - |  |  |  | LED, Blue | 24 VDC | IP69K - Dust Tight, High Temp Water Jets, Waterproof | [10 empty] | 500,000 Cycles | 1 (Unlimited) |  | Panel Mount, Front |  |  |  | -25°C ~ 70°C |  |  | Bulk |  | Circular - 22.30mm Dia | [5 empty] | RAMO 22 T |  |  |  |  | Off-Mom |  |  | Connector |  | 35 V | 31 | https://www.unikeyic.com/media/datasheet/e3/d3/d700/e3/7c455f6973aae04f770a5b43a278096a.pdf | https://www.unikeyic.com/products/pushbutton-switches/1-10-011-001-0661/34029386.html
1.10.102.001/0507 | RAFI |  | Round Off-Mom SPST-NO circular-16.20(Dia) 150000Cycles 250V 150000Cycles 2A threaded mounting，panel mount 41mm(Length)*9mm(height) |  |  |  | No Marking | Round, Button | 1.10102 | SPST-NO |  | Green |  |  | 2A (AC) |  |  | 150,000 Cycles | - |  |  |  | - | - | IP40 | [10 empty] | 150,000 Cycles | 1 (Unlimited) |  | Panel Mount, Front |  |  |  | -25°C ~ 85°C |  |  | Bulk |  | Circular - 16.20mm Dia | [5 empty] | - |  |  |  |  | Off-Mom |  |  | Screw Terminal | 250 V |  |  | https://www.unikeyic.com/media/datasheet/3d/ec/43db/3d/e2d9bf552b81a597b596e7271081881a.pdf | https://www.unikeyic.com/products/pushbutton-switches/1-10-102-001-0507/33737964.html
1.11.011.001/0550 | RAFI | 1: 38.9531 | circular，short hair，PUSHBUTTON Off-Mom SPST-NO circular-30.30(Dia) 500000Cycles 35V green 500000Cycles 100mA(DC) panel mount |  |  |  | No Marking | Round, Button, Flush | 1.11.011 | SPST-NO |  | Green |  |  | 100mA (DC) |  |  | 500,000 Cycles | - |  |  |  | LED, Green | 24 VDC | IP69K - Dust Tight, High Temp Water Jets, Waterproof | [10 empty] | 500,000 Cycles | 1 (Unlimited) |  | Panel Mount, Front |  |  |  | -25°C ~ 70°C |  |  | Bulk |  | Circular - 30.30mm Dia | [5 empty] | RAMO 30 T |  |  |  |  | Off-Mom |  |  | Connector |  | 35 V | 96 | https://www.unikeyic.com/media/datasheet/e4/55/8ced/e4/2d18e303b133e678cdf922729743fa81.pdf | https://www.unikeyic.com/products/pushbutton-switches/1-11-011-001-0550/33883938.html
1.15.106.021/1002 | RAFI | [5 empty] | - | - | 1.15106 | - |  | - |  |  | - |  |  | - | - |  |  |  | - | - | - | [10 empty] | - | 1 (Unlimited) |  | - |  |  |  | - |  |  | Bulk |  | - | [5 empty] | - |  |  |  |  | - |  |  | - |  |  |  | https://www.unikeyic.com/media/about_us/Unikey_ISO_9001_Certification.pdf | https://www.unikeyic.com/products/pushbutton-switches/1-15-106-021-1002/34004079.html
1.15.106.501/1300 | RAFI | 1: 11.1295 | Round Button Off-Mom，On-Mom DPST-NO/NC circular-9.10(Dia) 24V 24V red 200000Cycles welding mounting，panel mount 11mm(Length)*32mm(height) |  |  |  | No Marking | Round, Button | 1.15106 | DPST-NO/NC |  | Clear (Red Filter/Diffuser) |  |  | 500mA (AC/DC) |  |  | 200,000 Cycles | - |  |  |  | LED, Red | 2 VDC | IP40 | [10 empty] | 200,000 Cycles | 1 (Unlimited) |  | Panel Mount, Front |  |  |  | -25°C ~ 70°C |  |  | Bulk |  | Circular - 9.10mm Dia | [5 empty] | - |  |  |  |  | On-Mom, Off-Mom |  |  | Solder Lug | 24 V | 24 V | 500 | https://www.unikeyic.com/media/datasheet/69/cb/0fa5/69cb0fa5d711de4509b98509b6022bda.pdf | https://www.unikeyic.com/products/pushbutton-switches/1-15-106-501-1300/858277.html
1.15.106.502/1500 | RAFI | 1: 28.2349 | Plunger Off-Mom，On-Mom DPST-NO/NC circular-9.10(Dia) 200000Cycles 24V 24V green 200000Cycles 500mA welding mounting，panel mount 25mm(Length)*7mm(height) |  |  |  | No Marking | Round, Button | 1.15106 | DPST-NO/NC |  | Clear (Green Filter/Diffuser) |  |  | 500mA (AC/DC) |  |  | 200,000 Cycles | - |  |  |  | LED, Green | 2 VDC | IP40 | [10 empty] | 200,000 Cycles | 1 (Unlimited) |  | Panel Mount, Front |  |  |  | -25°C ~ 70°C |  |  | Bulk |  | Circular - 9.10mm Dia | [5 empty] | - |  |  |  |  | On-Mom, Off-Mom |  |  | Solder Lug | 24 V | 24 V | 30 | https://www.unikeyic.com/media/datasheet/3d/c7/0359/3dc703597e6250ca95cab7164eca0d19.pdf | https://www.unikeyic.com/products/pushbutton-switches/1-15-106-502-1500/1323066.html
1.15.108.176/0000 | RAFI | 1: 46.2395 5: 43.474 10: 41.7939 20: 39.9503 40: 38.2851 | Flush Off-On，On-Off DPST-NO/NC circular-16.20(Dia) 230V 250V red 50000Cycles 4A welding mounting，panel mount 41.5mm(Length)*10.5mm(height) |  |  |  | No Marking | Rectangular, Button | 1.15108 | DPST-NO/NC |  | - |  |  | 4A (AC), 200mA (DC) |  |  | 50,000 Cycles | - |  |  |  | - | - | IP65 - Dust Tight, Water Resistant | [10 empty] | 50,000 Cycles | 1 (Unlimited) |  | Panel Mount, Front |  |  |  | -25°C ~ 70°C |  |  | Bulk |  | Circular - 16.20mm Dia | [5 empty] | LUMOTAST 75 |  |  |  |  | On-Off, Off-On |  |  | Solder Lug | 250 V | 230 V | 5 | https://www.unikeyic.com/media/datasheet/da/44/81ae/da/f7362e67af00c9a10d9c3b4ba3ee2189.pdf | https://www.unikeyic.com/products/pushbutton-switches/1-15-108-176-0000/33886752.html
1.15.108.251/0000 | RAFI | 1: 37.616 5: 35.3264 10: 34.0031 20: 32.4866 40: 31.1336 | Square 1 NC + 1 NO 16.2mm 200000Cycles 200000Cycles 4A welding mounting，panel mount 7.5mm(height) |  |  |  | No Marking | Square, Button | 1.15108 | DPST-NO/NC |  | - |  |  | 4A (AC), 200mA (DC) |  |  | - | - |  |  |  | - | - | IP40 | [10 empty] | - | 1 (Unlimited) |  | Panel Mount, Front |  |  |  | -25°C ~ 70°C |  |  | Bulk |  | Circular - 16.20mm Dia | [5 empty] | LUMOTAST 75 |  |  |  |  | On-Mom, Off-Mom |  |  | Solder Lug | 250 V | 230 V | 20 | https://www.unikeyic.com/media/datasheet/7b/57/9448/7b/1a9b5564fbc62c1d1c4cea2b6e2ea789.pdf | https://www.unikeyic.com/products/pushbutton-switches/1-15-108-251-0000/929500.html
1.15.108.256/0000 | RAFI | 6: 20.196 19: 19.228 | Pushbutton SW LUMOTAST 75 IP40 Pushbutton square |  | - | [8 empty] | - |  | 1.15.108.256/0000 RAFI | - |  |  |  |  | - | [10 empty] | - | - | - | [11 empty] | - |  |  |  |  | Compliant |  |  |  |  | - | - | [6 empty] | 29 | https://www.unikeyic.com/media/datasheet/16/51/75a5/16/0ee21633b140fef870cd8fa604d1bb77.pdf | https://www.unikeyic.com/products/pushbutton-switches/1-15-108-256-0000/578214.html
1.15.108.281/0000 | RAFI | 8: 15.466 | Plunger Momentary Contact DPST 200000Cycles 4A welding mounting，panel mount 41.5mm(Length)*10.5mm(height) |  | Plunger | [8 empty] | 4A |  | 1.15.108.281/0000 RAFI | 200000Cycles |  |  |  |  | - | [8 empty] | 41.5mm(Length)*10.5mm(height) |  | - | - | - |  |  | welding mounting, panel mount |  |  | -25℃~70℃ | [5 empty] | - | [9 empty] | DPST | Momentary Contact | [6 empty] | 10 | https://www.unikeyic.com/media/datasheet/02/34/ee68/02/3b08a71b6e70d9deea3474c52b5f1776.pdf | https://www.unikeyic.com/products/pushbutton-switches/1-15-108-281-0000/1065788.html
1.15.154.006/0301 | RAFI | 1: 23.0539 | Round On-Off DPST-NC circular-16.10(Dia) 15000Cycles 25V 25V 15000Cycles 100mA panel mount 25mm*25mm*18.5mm | [5 empty] | 1.15154 | DPST-NC |  |  |  |  | 100mA (AC/DC) |  |  |  | - |  |  |  |  | - | IP65 - Dust Tight, Water Resistant | [11 empty] | 1 (Unlimited) |  | Panel Mount, Front |  |  |  | -25°C ~ 70°C |  |  | Bulk |  | Circular - 16.10mm Dia |  | Pull |  |  |  | LUMOTAST 25 |  |  |  |  | On-Off |  |  | Connector | 25 V | 25 V | 69 | https://www.unikeyic.com/media/datasheet/e3/77/30ea/e3/b30b3d39253bd99ddfde7f80f2c6f1d8.pdf | https://www.unikeyic.com/products/pushbutton-switches/1-15-154-006-0301/30836866.html
1.15.210.121/2400 | RAFI | 1: 27.5381 | SPST-NO 16.2mm White TH |  | - | [8 empty] | - |  |  | - |  |  |  |  | white | [10 empty] | - | - | - |  |  | Through hole mounting | [8 empty] | 16.2mm | [9 empty] | 1 No | - | [6 empty] | 20 | https://www.unikeyic.com/media/about_us/Unikey_ISO_9001_Certification.pdf | https://www.unikeyic.com/products/pushbutton-switches/1-15-210-121-2400/17000750.html
1.15.210.121/2600 | RAFI | 1: 27.5381 | SPST-NO 16.2mm White TH |  | - | [8 empty] | - |  |  | - |  |  |  |  | white | [10 empty] | - | - | - |  |  | Through hole mounting | [8 empty] | 16.2mm | [9 empty] | 1 No | - | [6 empty] | 50 | https://www.unikeyic.com/media/about_us/Unikey_ISO_9001_Certification.pdf | https://www.unikeyic.com/products/pushbutton-switches/1-15-210-121-2600/9035198.html
1.15.213.003/0000 | RAFI | 1: 31.0035 | circular，PUSHBUTTON，mushroom shape Off-On，On-Off 3PST-2NC/1NO circular-16.20(Dia) 30000Cycles 35V 35V 30000Cycles 5A(AC)，2A(DC) welding mounting，panel mount 22.6mm(height) | [5 empty] | 1.15.213 | 3PST-2NC/1NO |  |  |  |  | 5A (AC), 2A (DC) |  |  |  | Status Indicator |  |  |  |  | - | IP65 - Dust Tight, Water Resistant | [11 empty] | 1 (Unlimited) |  | Panel Mount, Front |  |  |  | -25°C ~ 70°C |  |  | Bulk |  | Circular - 16.20mm Dia |  | Twist |  |  |  | LUMOTAST 16 |  |  |  |  | On-Off, Off-On |  |  | Solder, Quick Connect - 0.110" (2.8mm) | 35 V | 35 V | 1 | https://www.unikeyic.com/media/datasheet/2d/96/4bc2/2d/615c787fddd8b4a2c634f0bd3615924a.pdf | https://www.unikeyic.com/products/pushbutton-switches/1-15-213-003-0000/35246.html
1.22.114.000/0000 | RAFI | 1: 114.147 | On-Off DPST-NC 100mA free hanging 123.2mm(Length)*40mm(width) | [5 empty] | 1.22114 | DPST-NC |  |  |  |  | 100mA (AC/DC) |  |  |  | Control Box Enclosure, Status Indicator |  |  |  |  | - | IP65 - Dust Tight, Water Resistant | [11 empty] | 1 (Unlimited) |  | Free Hanging |  |  |  | -25°C ~ 70°C |  |  | Bulk |  | - |  | Twist |  |  |  | - |  |  |  |  | On-Off |  |  | Connector |  |  | 8 | https://www.unikeyic.com/media/datasheet/30/d0/3d4d/30/53111c554cd0189a60a007f14254eb3e.pdf | https://www.unikeyic.com/products/pushbutton-switches/1-22-114-000-0000/33772082.html
1.22.114.212/0500 | RAFI | 1: 162.9384 3: 158.032 10: 152.6052 25: 148.5462 100: 142.0043 | Off-On，On-Off DPST-NC + SPST-NO 100mA free hanging 123.2mm*40mm*60.2mm | [5 empty] | 1.22114 | DPST-NC + SPST-NO |  |  |  |  | 100mA (AC/DC) |  |  |  | Control Box Enclosure, Status Indicator, With Pushbutton Switch |  |  |  |  | - | IP65 - Dust Tight, Water Resistant | [11 empty] | 1 (Unlimited) |  | Free Hanging |  |  |  | -25°C ~ 70°C |  |  | Bulk |  | - |  | Twist |  |  |  | - |  |  |  |  | On-Off, Off-On |  |  | Connector |  |  | 1 | https://www.unikeyic.com/media/datasheet/78/1c/b4df/78/387d1c2f09667f86a0a8d564183c4054.pdf | https://www.unikeyic.com/products/pushbutton-switches/1-22-114-212-0500/30865841.html
1.30.070.021/1306 | RAFI | 1: 8.9035 | circular-16.2 panel mount 24.95mm(width)*7.15mm(height) | Rafix 16 |  |  |  | Pushbutton, Round | 1.30070 | [11 empty] | Illuminated - Red | [15 empty] | 1 (Unlimited) | [8 empty] | Bulk |  | 16.2mm (Round) | Contact Block(s), Illumination Source |  |  |  |  | RAFIX 16 | [10 empty] | 15 | https://www.unikeyic.com/media/datasheet/f2/3f/57e1/f23f57e13b8c762d91e5cf04eea56f20.pdf | https://www.unikeyic.com/products/pushbutton-switches/1-30-070-021-1306/29900231.html
1.30.070.071/1505 | RAFI | 1: 12.846 10: 11.2997 50: 10.5414 150: 10.0656 500: 9.5601 | Round -16.2, Push-On Mount | Rafix 16 |  |  |  | Pushbutton, Round | 1.30070 | [11 empty] | Illuminated - Green | [15 empty] | 1 (Unlimited) | [8 empty] | Bulk |  | 16.2mm (Round) | Contact Block(s), Illumination Source |  |  |  |  | RAFIX 16 | [10 empty] | 82 | https://www.unikeyic.com/media/datasheet/23/cd/bbe6/23/6b191e4d3fa60a61fc48dae5f7ef2b86.pdf | https://www.unikeyic.com/products/pushbutton-switches/1-30-070-071-1505/30296360.html
1.30.070.071/1607 | RAFI | 1: 9.575 | Round -16.2, Push-On Mount | Rafix 16 |  |  |  | Pushbutton, Round | 1.30070 | [11 empty] | Illuminated - Blue | [15 empty] | 1 (Unlimited) | [8 empty] | Bulk |  | 16.2mm (Round) | Contact Block(s), Illumination Source |  |  |  |  | RAFIX 16 | [10 empty] | 90 | https://www.unikeyic.com/media/datasheet/90/59/c395/90/6ffb916fc29742b5be351a9d10743b6f.pdf | https://www.unikeyic.com/products/pushbutton-switches/1-30-070-071-1607/33458321.html
1.30.070.121/1002 | RAFI | 7: 17.853 19: 15.015 39: 14.124 83: 13.321 100: 12.617 | Round - 16.2 | Rafix 16 |  |  |  | Pushbutton, Round | 1.30070 | [11 empty] | Illuminated - Clear | [15 empty] | 1 (Unlimited) | [8 empty] | Bulk |  | 16.2mm (Round) | Contact Block(s), Illumination Source |  | 2054860 |  |  | RAFIX 16 | [10 empty] | 90 | https://www.unikeyic.com/media/datasheet/f2/3f/57e1/f23f57e13b8c762d91e5cf04eea56f20.pdf | https://www.unikeyic.com/products/pushbutton-switches/1-30-070-121-1002/968285.html
1.30.070.201/1403 | RAFI | 1: 13.842 | Round-16.2 | Rafix 16 |  |  |  | Pushbutton, Square | 1.30070 | [11 empty] | Illuminated - Yellow | [15 empty] | 1 (Unlimited) | [8 empty] | Bulk |  | 16.2mm (Round) | Contact Block(s), Illumination Source |  | 7395107 |  |  | RAFIX 16 | [10 empty] | 40 | https://www.unikeyic.com/media/datasheet/ea/c2/5fb0/ea/18b2bd67c8bae7e855f6bdd00af39d0a.pdf | https://www.unikeyic.com/products/pushbutton-switches/1-30-070-201-1403/34028633.html
1.30.070.271/0100 | RAFI | 1: 12.846 10: 11.2997 50: 10.5414 150: 10.0656 500: 9.5601 | circular-16.2 panel mount 24.95mm(width)*7.15mm(height) | Rafix 16 |  |  |  | Pushbutton, Round | 1.30070 | [11 empty] | Non-Illuminated | [15 empty] | 1 (Unlimited) | [8 empty] | Bulk |  | 16.2mm (Round) | Contact Block(s) |  |  |  |  | RAFIX 16 | [10 empty] | 33 | https://www.unikeyic.com/media/datasheet/45/78/84e6/45/2b941498680e39e53b734b71a28d4efb.pdf | https://www.unikeyic.com/products/pushbutton-switches/1-30-070-271-0100/30432972.html
1.30.074.121/0301 | RAFI | 1: 21.305 | circular-16.2 panel mount 44.7mm(Length)*24.6mm(height) | Rafix 16 |  |  |  | E-Stop, Round | 1.30074 | [11 empty] | Non-Illuminated | [15 empty] | 1 (Unlimited) | [8 empty] | Bulk |  | 16.2mm (Round) | Contact Block(s) |  |  |  |  | RAFIX 16 | [10 empty] | 10 | https://www.unikeyic.com/media/datasheet/f2/3f/57e1/f23f57e13b8c762d91e5cf04eea56f20.pdf | https://www.unikeyic.com/products/pushbutton-switches/1-30-074-121-0301/33754966.html
1.30.078.021/0100 | RAFI | 1: 76.1356 | 25mA welding mounting，panel mount | [5 empty] | 1.30078 | [10 empty] | - | [16 empty] | 1 (Unlimited) | [8 empty] | Bulk | [7 empty] | - | [10 empty] | 12 | https://www.unikeyic.com/media/datasheet/25/c6/3def/25/2e2ad35127af31d2b6798613f0f936dc.pdf | https://www.unikeyic.com/products/pushbutton-switches/1-30-078-021-0100/821492.html
1.30.090.001/1300 | RAFI | 10: 9.262 30: 8.9424 50: 8.7372 100: 8.3685 250: 8.148 500: 7.665 1,000: 7.3395 | Square-23.1 |  | - | [8 empty] | - |  | 1.30.090.001/1300 RAFI | - |  |  |  |  | - | [10 empty] | - | - | - | [11 empty] | Square-23.1 |  |  |  |  | Compliant | bulk |  |  |  | - | - | [6 empty] | 20 | https://www.unikeyic.com/media/datasheet/d0/38/65a3/d0/cba236bac026467695dbbf1aaa1335a5.pdf | https://www.unikeyic.com/products/pushbutton-switches/1-30-090-001-1300/33948069.html
1.30.090.001/1600 | RAFI | 1: 8.8465 | Square -23.1 | Rafix 16 F |  |  |  | Pushbutton, Square | 1.30090 | [11 empty] | Illuminated - Blue | [15 empty] | 1 (Unlimited) | [8 empty] | Bulk |  | 23.1mm (Square) | Contact Block(s), Illumination Source |  |  |  |  | RAFIX 16 F | [10 empty] | 89 | https://www.unikeyic.com/media/datasheet/4a/0f/7e2b/4a/323ea49fd5346eedb6c95814e4fa3e55.pdf | https://www.unikeyic.com/products/pushbutton-switches/1-30-090-001-1600/33933035.html
1.30.090.012/1000 | RAFI | 1: 12.4014 | circular-22.3 panel mount 1.9mm(height) | Rafix 16 F |  |  |  | Pushbutton, Round | 1.30090 | [11 empty] | Illuminated - Clear | [15 empty] | 1 (Unlimited) | [8 empty] | Box |  | 22.3mm (Round) | Contact Block(s), Illumination Source |  |  |  |  | RAFIX 16 F | [10 empty] | 10 | https://www.unikeyic.com/media/datasheet/c5/4b/61bc/c5/9dde0c4000779b009b925b66db4ad05e.pdf | https://www.unikeyic.com/products/pushbutton-switches/1-30-090-012-1000/33629725.html
1.30.090.012/1300 | RAFI | 7: 17.259 10: 12.199 | circular-22.3 panel mount 1.9mm(height) | Rafix 16 F |  |  |  | Pushbutton, Round | 1.30090 | [11 empty] | Illuminated - Red | [15 empty] | 1 (Unlimited) | [8 empty] | Box |  | 22.3mm (Round) | Contact Block(s), Illumination Source |  |  |  |  | RAFIX 16 F | [10 empty] | 94 | https://www.unikeyic.com/media/datasheet/09/e9/62a1/09/fff28a44ccd269b3765e45b74115c9ac.pdf | https://www.unikeyic.com/products/pushbutton-switches/1-30-090-012-1300/29608051.html
1.30.090.082/0000 | RAFI | 1: 12.4014 | circular-22.3 panel mount 1.9mm(height) | Rafix 16 F |  |  |  | Pushbutton, Round | 1.30090 | [11 empty] | Illuminated | [15 empty] | 1 (Unlimited) | [8 empty] | Box |  | 22.3mm (Round) | Contact Block(s), Illumination Source |  |  |  |  | RAFIX 16 F | [10 empty] | 135 | https://www.unikeyic.com/media/datasheet/28/75/d10a/28/19f34d4e3bfad2c6377ee328e6469f01.pdf | https://www.unikeyic.com/products/pushbutton-switches/1-30-090-082-0000/33918029.html
1.30.240.121/0300 | RAFI | 1: 6.2007 | Round, 22.3mm Dia | Rafix 22QR |  |  |  | Pushbutton, Round | 1.30240 | [11 empty] | Non-Illuminated | [15 empty] | 1 (Unlimited) | [8 empty] | Bulk |  | 22.3mm (Round) | Contact Block(s) |  | 1779023 |  |  | RAFIX 22 QR | [10 empty] | 1 | https://www.unikeyic.com/media/datasheet/ff/b5/90a5/ff/ec3b0cc52daa5900370987fa27d65516.pdf | https://www.unikeyic.com/products/pushbutton-switches/1-30-240-121-0300/615587.html
1.30.240.221/1400 | RAFI | 1: 9.01 |  | Rafix 22QR |  |  |  | Pushbutton, Round | 1.30240 | [11 empty] | Illuminated - Yellow | [15 empty] | 1 (Unlimited) | [8 empty] | Bulk |  | 22.3mm (Round) | Contact Block(s), Illumination Source |  |  |  |  | RAFIX 22 QR | [10 empty] | 18 | https://www.unikeyic.com/media/datasheet/ff/b5/90a5/ff/ec3b0cc52daa5900370987fa27d65516.pdf | https://www.unikeyic.com/products/pushbutton-switches/1-30-240-221-1400/33485531.html
1.30.243.901/0300 | RAFI | 1: 25.7567 |  |  | - | [8 empty] | - |  | 1.30.243.901/0300 RAFI | - |  |  |  |  | - | [8 empty] | 56.4mm(Length)*40.1mm(height) |  | - | - | - |  |  | panel mount |  |  | -25℃~70℃ | [5 empty] | - | [9 empty] | - | - | [6 empty] | 2 | https://www.unikeyic.com/media/datasheet/6a/7e/f08a/6a/b316b4c8a81a7d41ab100621993de6fa.pdf | https://www.unikeyic.com/products/pushbutton-switches/1-30-243-901-0300/29618883.html
1.30.270.001/0108 | RAFI | 11: 10.89 35: 9.163 65: 8.613 100: 7.7 | Switch Actuators RAFIX 22 FS Plus Pushbutton Black | - |  |  |  | - | 1.30270 | [11 empty] | - | [15 empty] | 1 (Unlimited) | [8 empty] | Bulk |  | - | - |  |  |  |  | - | [10 empty] | 190 | https://www.unikeyic.com/media/datasheet/e6/be/e1d8/e6/e63e1491aa955e33135eadfd695c33da.pdf | https://www.unikeyic.com/products/pushbutton-switches/1-30-270-001-0108/982417.html
1.30.270.005/2308 | RAFI | 1: 19.4268 |  | - |  |  |  | - | 1.30270 | [11 empty] | - | [15 empty] | 1 (Unlimited) | [8 empty] | Bulk |  | - | - |  |  |  |  | - | [10 empty] | 90 | https://www.unikeyic.com/media/datasheet/c2/71/ccbc/c2/c351b04d3e7f61ff95ea5d4d3a4e49d9.pdf | https://www.unikeyic.com/products/pushbutton-switches/1-30-270-005-2308/29494250.html
1.30.270.021/0700 | RAFI | 1: 8.5856 |  | - |  |  |  | - | 1.30270 | [11 empty] | - | [15 empty] | 1 (Unlimited) | [8 empty] | Bulk |  | - | - |  |  |  |  | - | [10 empty] | 7 | https://www.unikeyic.com/media/datasheet/b0/54/8d6d/b0/0c0050c5fdf3a91463675e211a704358.pdf | https://www.unikeyic.com/products/pushbutton-switches/1-30-270-021-0700/30556986.html
1.30.270.055/2201 | RAFI | 1: 12.7194 | Switch Access Square Operator Push Button Switch Box | - |  |  |  | - | 1.30270 | [11 empty] | - | [15 empty] | 1 (Unlimited) | [8 empty] | Bulk |  | - | - |  |  |  |  | - | [10 empty] | 5 | https://www.unikeyic.com/media/datasheet/c9/4e/c172/c9/1f638f0eb8664b080890912c0b9526ed.pdf | https://www.unikeyic.com/products/pushbutton-switches/1-30-270-055-2201/33669506.html
1.30.270.221/2200 | RAFI | 7: 16.412 10: 11.594 | Round Button Switch, Round-22.3 | Rafix 22 FS |  |  |  | Pushbutton, Round | 1.30.270 | [11 empty] | Illuminated - White | [15 empty] | 1 (Unlimited) | [8 empty] | Bulk |  | 22.3mm (Round) | Contact Block(s), Illumination Source |  |  |  |  | RAFIX 22 FS | [10 empty] | 10 | https://www.unikeyic.com/media/datasheet/8e/ae/eedc/8eaeeedca6e3ed8d123c8e560fc85c45.pdf | https://www.unikeyic.com/products/pushbutton-switches/1-30-270-221-2200/29535501.html
1.30.270.961/2201 | RAFI | 5: 25.421 10: 17.963 | Round, Panel Mount, 22.3mm Dia, 9.85mm H | Rafix 22 FS |  |  |  | Pushbutton, Round | 1.30270 | [11 empty] | Non-Illuminated | [15 empty] | 1 (Unlimited) | [8 empty] | Box |  | 22.3mm (Round) | Contact Block(s) |  |  |  |  | RAFIX 22 FS | [10 empty] | 10 | https://www.unikeyic.com/media/datasheet/3c/38/8397/3c/cdad016c0643f8df844a01ec5a44a9f9.pdf | https://www.unikeyic.com/products/pushbutton-switches/1-30-270-961-2201/808581.html
1.30.272.102/2200 | RAFI | 5: 21.2166 10: 19.7744 15: 18.8972 20: 17.9457 | circular-22.3 panel mount 22.24mm(height) | Rafix 22 FS |  |  |  | Selector | 1.30.272 | [11 empty] | Illuminated | [15 empty] | 1 (Unlimited) | [8 empty] | Box |  | 22.3mm (Round) | Contact Block(s), Illumination Source |  |  |  |  | RAFIX 22 FS | [10 empty] | 6 | https://www.unikeyic.com/media/datasheet/30/dd/10b6/30/a8b8524c8f756c04c235640699b88ca9.pdf | https://www.unikeyic.com/products/pushbutton-switches/1-30-272-102-2200/715579.html
1.30.276.701/0000 | RAFI | 1: 25.7567 |  | Rafix 22 FS |  |  |  | Pushbutton, Mushroom | 1.30276 | [11 empty] | Non-Illuminated | [15 empty] | 1 (Unlimited) | [8 empty] | Box |  | 22.3mm (Round) | Contact Block(s) |  |  |  |  | RAFIX 22 FS | [10 empty] | 7 | https://www.unikeyic.com/media/datasheet/22/36/0b93/22/81a3f62f59e9402e7976d2ff6845ef17.pdf | https://www.unikeyic.com/products/pushbutton-switches/1-30-276-701-0000/29873009.html
1.30.290.031/2300 | RAFI | 3: 45.232 8: 38.06 10: 31.966 | Round-30.3 Panel Mount 3.45mm H | Rafix 30 FS |  |  |  | Pushbutton, Round | 1.30290 | [11 empty] | Illuminated - Red | [15 empty] | 1 (Unlimited) | [8 empty] | Box |  | 30.3mm (Round) | Contact Block(s), Illumination Source |  | 6227765 |  |  | RAFIX 30 FS | [10 empty] | 10 | https://www.unikeyic.com/media/datasheet/b2/5c/be45/b25cbe45d313b12278cf4e73e0021cb0.pdf | https://www.unikeyic.com/products/pushbutton-switches/1-30-290-031-2300/30870797.html
1.30250.0111508 | RAFI | 1: 20.41 | Round - 22.3 | Rafix 22 FS |  |  |  | Pushbutton, Round | 1.30.250 | [11 empty] | Illuminated - Green | [15 empty] | 1 (Unlimited) | [8 empty] | Bulk |  | 22.3mm (Round) | Contact Block(s), Illumination Source |  | 2054871 |  |  | RAFIX 22 FS | [10 empty] | 4 | https://www.unikeyic.com/media/datasheet/d4/3c/c5d3/d4/7dfeded88787e11e7088f495c2e2ad4a.pdf | https://www.unikeyic.com/products/pushbutton-switches/1-30250-0111508/29596590.html
1.90.100.023/0000 | RAFI | 1: 1.9079 | [6 empty] | 1.90100 | [10 empty] | LUMOTAST 75 Series | [16 empty] | 1 (Unlimited) | [8 empty] | Bulk | [7 empty] | LUMOTAST 75 | [10 empty] | 8 | https://www.unikeyic.com/media/about_us/Unikey_ISO_9001_Certification.pdf | https://www.unikeyic.com/products/pushbutton-switches/1-90-100-023-0000/29616610.html
1001007026 | C&K | 8: 14.157 108: 14.157 | Pushbutton Switches Pushbutton |  | - | [8 empty] | - |  |  | - |  |  |  |  | - | [10 empty] | - | - | - | [11 empty] | - | [9 empty] | - | - | [6 empty] | 403 | https://www.unikeyic.com/media/about_us/Unikey_ISO_9001_Certification.pdf | https://www.unikeyic.com/products/pushbutton-switches/1001007026/33598093.html
102719 | RS | 1: 20.755 | 1NO+1NC 22.5mm panel mount |  | - | [8 empty] | - |  |  | - |  |  |  |  | - | [10 empty] | - | - | - |  |  | panel mount | [8 empty] | 22.5mm | [9 empty] | 1NO+1NC | - | [6 empty] | 50 | https://www.unikeyic.com/media/about_us/Unikey_ISO_9001_Certification.pdf | https://www.unikeyic.com/products/pushbutton-switches/102719/925084676.html
104-0101-033 | C&K | 160: 5.2866 480: 5.1986 |  |  | - | [8 empty] | - |  | 104-0101-033 C&K | - |  |  |  |  | - | [10 empty] | - | - | - | [11 empty] | - |  |  |  |  | Compliant |  |  |  |  | - | - | [6 empty] | 16000 | https://www.unikeyic.com/media/datasheet/3e/9f/4ef9/3e/7916b7b595115afdb17e7e596ec182ce.pdf | https://www.unikeyic.com/products/pushbutton-switches/104-0101-033/30336447.html
110-P | Carling Technologies | 1: 22.4874 10: 19.4065 25: 18.2967 50: 17.4984 | Round Plunger Off-On SPST circular-12.70(Dia) 50000Cycles 250V 125V 25000Cycles 6A welding mounting，panel mount 39.12mm(height) |  |  |  | No Marking | Round, Button |  | SPST |  | Silver |  |  | 6A (AC) |  |  | 25,000 Cycles | - |  |  |  | - | - | - | [10 empty] | 100,000 Cycles | 1 (Unlimited) |  | Panel Mount, Rear |  |  |  | 0°C ~ 85°C |  |  | Bulk |  | Circular - 12.70mm Dia |  |  | 696604 |  |  | 110 |  |  |  |  | Off-On |  |  | Solder Lug | 125 V |  | 11 | https://www.unikeyic.com/media/datasheet/ba/48/da25/ba/ec6fb562ab56e545c57ccf593f990045.pdf | https://www.unikeyic.com/products/pushbutton-switches/110-p/364219.html
1113767 | RS | 1: 25.2361 10: 19.1899 25: 17.4577 50: 17.1053 250: 14.0085 | RS PRO silver button switch, panel mount, Instantaneous operation, Panel opening diameter19.2mm, With indicator light, SPDT |  | circular | [8 empty] | - |  |  | - |  |  |  |  | red | [10 empty] | 250V | - | - |  |  | welding mounting, panel mount |  |  | -20℃~55℃ | [5 empty] | 19.2mm | [9 empty] | SPDT | - | [6 empty] | 70 | https://www.unikeyic.com/media/about_us/Unikey_ISO_9001_Certification.pdf | https://www.unikeyic.com/products/pushbutton-switches/1113767/27940000.html
1113776 | RS | 1: 27.2517 10: 20.9987 25: 19.2444 50: 18.7254 250: 15.4825 | RS PRO silver button switch, panel mount, Latching operation, Panel opening diameter19.2mm, With indicator light, SPDT |  | circular | [8 empty] | - |  |  | - |  |  |  |  | Blue | [10 empty] | 250V | - | - |  |  | welding mounting, panel mount |  |  | -20℃~55℃ | [5 empty] | 19.2mm | [9 empty] | SPDT | - | [6 empty] | 86 | https://www.unikeyic.com/media/about_us/Unikey_ISO_9001_Certification.pdf | https://www.unikeyic.com/products/pushbutton-switches/1113776/22992317.html
1113881 | RS | 1: 25.418 10: 19.3281 25: 17.582 50: 17.2514 250: 14.1547 | RS PRO silver button switch, panel mount, Latching operation, Panel opening diameter19.2mm, With indicator light, SPDT |  | circular | [8 empty] | - |  |  | - |  |  |  |  | yellow | [8 empty] | 43mm(Length) |  | 250V | - | - |  |  | welding mounting, panel mount |  |  | -20℃~55℃ | [5 empty] | 19.2mm | [9 empty] | SPDT | - | [6 empty] | 30 | https://www.unikeyic.com/media/about_us/Unikey_ISO_9001_Certification.pdf | https://www.unikeyic.com/products/pushbutton-switches/1113881/35051766.html
1115791 | RS | 1: 27.2498 5: 17.9394 | RS PRO silver button switch, panel mount, Instantaneous operation, Panel opening diameter19.2mm, With indicator light, SPDT |  | Round | [8 empty] | - |  |  | - |  |  |  |  | white | [10 empty] | 250V | - | - |  |  | welding mounting, panel mount |  |  | -20℃~55℃ | [5 empty] | 19.2mm | [9 empty] | SPDT | - | [6 empty] | 7 | https://www.unikeyic.com/media/about_us/Unikey_ISO_9001_Certification.pdf | https://www.unikeyic.com/products/pushbutton-switches/1115791/27399501.html
1115793 | RS | 1: 15.6165 10: 11.8765 25: 11.507 50: 10.6304 250: 8.6359 | RS PRO silver button switch, panel mount, Latching operation, Panel opening diameter19.2mm, With indicator light, DPDT |  | circular | [8 empty] | - |  |  | - |  |  |  |  | red | [10 empty] | 250V | - | - |  |  | welding mounting, panel mount |  |  | -20℃~55℃ | [5 empty] | 19.2mm | [9 empty] | 2 No/2 NC, DPDT | 2 No/2 NC | [6 empty] | 148 | https://www.unikeyic.com/media/about_us/Unikey_ISO_9001_Certification.pdf | https://www.unikeyic.com/products/pushbutton-switches/1115793/24407257.html
1115798 | RS | 1: 26.4481 10: 20.1125 25: 18.2965 50: 17.8429 250: 14.7462 | RS PRO Pushbutton Switch, Panel Mount, Locking, 19.2mm Hole, Pilot Light, DPDT |  | circular | [8 empty] | - |  |  | - |  |  |  |  | yellow | [10 empty] | 250V | - | - |  |  | welding mounting, panel mount |  |  | -20℃~55℃ | [5 empty] | 19.2mm | [9 empty] | 2 No/2 NC, DPDT | 2 No/2 NC | [6 empty] | 123 | https://www.unikeyic.com/media/about_us/Unikey_ISO_9001_Certification.pdf | https://www.unikeyic.com/products/pushbutton-switches/1115798/5318555.html
1115825 | RS | 1: 27.5691 10: 20.9681 25: 19.0765 50: 18.7267 250: 15.335 | RS PRO silver button switch, panel mount, Latching operation, Panel opening diameter19.2mm, With indicator light, DPDT |  | circular | [8 empty] | - |  |  | - |  |  |  |  | white | [10 empty] | 250V | - | - |  |  | welding mounting, panel mount |  |  | -20℃~55℃ | [5 empty] | 19.2mm | [9 empty] | DPDT | - | [6 empty] | 149 | https://www.unikeyic.com/media/about_us/Unikey_ISO_9001_Certification.pdf | https://www.unikeyic.com/products/pushbutton-switches/1115825/18064807.html
1116533 | RS | 1: 23.9665 10: 18.4581 25: 16.9578 50: 16.5151 250: 13.5659 | RS PRO silver button switch, panel mount, Instantaneous operation, Panel opening diameter12mm, With indicator light, SPST |  | flat | [8 empty] | - |  |  | - |  |  |  |  | white | [10 empty] | 24V(AC/DC) | 36V | - |  |  | panel mount |  |  | -20℃~55℃ | [5 empty] | 12mm | [9 empty] | SPST | - | [6 empty] | 113 | https://www.unikeyic.com/media/about_us/Unikey_ISO_9001_Certification.pdf | https://www.unikeyic.com/products/pushbutton-switches/1116533/11988073.html
115964 M22-SWD-K11 | EATON | 1: 71.2259 | Eaton Button contacts, RMQ Titanseries, 1COcontact |  | - | [8 empty] | 15mA |  |  | - |  |  |  |  | - | [10 empty] | - | - | - | [11 empty] | - | [9 empty] | 1CO | - | [6 empty] | 53 | https://www.unikeyic.com/media/about_us/Unikey_ISO_9001_Certification.pdf | https://www.unikeyic.com/products/pushbutton-switches/115964-m22-swd-k11/19089490.html
120141 | C&K | 26: 4.345 | DPDT 125V welding mounting |  | - | [8 empty] | - |  | 120141 C&K | - |  |  |  |  | - | [10 empty] | - | 125V | - |  |  | welding mounting |  |  | -40℃~70℃ | [5 empty] | - | [9 empty] | DPDT | - | [6 empty] | 290 | https://www.unikeyic.com/media/datasheet/c8/09/dfed/c8/e12dd0210e3b552f567bdc194bb00a9a.pdf | https://www.unikeyic.com/products/pushbutton-switches/120141/1337869.html
1212C-6 | APEM | 1: 7.0931 10: 6.3554 25: 6.3554 50: 6.242 100: 6.242 | Round Plunger On-Mom SPST-NC circular-12.20(Dia) 24V 125V 10000Cycles 8A welding mounting，panel mount 17mm(Length)*39.2mm(height) |  |  |  | No Marking | Round, Plunger | 1212 | SPST-NC |  | Red |  |  | 3A (AC), 2A (DC) |  |  | 10,000 Cycles | - |  |  |  | - | - | - | [10 empty] | - | 1 (Unlimited) |  | Panel Mount, Rear |  |  |  | -20°C ~ 55°C |  |  | Bulk |  | Circular - 12.20mm Dia |  |  | 1797894 |  |  | 1200 |  |  |  |  | On-Mom |  |  | Solder, Quick Connect - 0.250" (6.3mm) | 125 V | 24 V | 9614 | https://www.unikeyic.com/media/datasheet/07/50/61ac/07/01ede9e6978a2ea656af3a3ece9d9992.pdf | https://www.unikeyic.com/products/pushbutton-switches/1212c-6/33629906.html
1241.1082.2 | SCHURTER | 100: 3.79 300: 3.4766 500: 3.3472 1,000: 3.188 2,500: 3.0054 | Round Button Momentary SPST >1000000 48V >1000000 50mA Plugins Through hole mounting 12.65mm(Length)*9.25mm(height) |  |  | 9.25mm |  | Round Button | 1241.1082 | SPST-NO |  |  | 0.125A @ 48VDC | [5 empty] | Tactile Feedback |  | Non-Illuminated |  | - | - | IP40 | [10 empty] | 1,000,000 Cycles | Not Applicable |  | Through Hole |  |  | 250gf | -25°C ~ 85°C | 12.65mm x 12.65mm |  | Bulk | [7 empty] | MTG Green |  |  |  |  | Off-Mom | 0.45mm |  | PC Pin |  |  | 368 | https://www.unikeyic.com/media/datasheet/65/b9/9b49/65/aef960d8a61efaaf55836a4a1e59ab7f.pdf | https://www.unikeyic.com/products/pushbutton-switches/1241-1082-2/29793052.html
1241.1102.7097 | SCHURTER | 100: 9.4053 300: 8.6738 500: 8.3764 1,000: 8.0141 | Schurter tactile switch, SPST |  |  |  | No Marking | Square, Button, Flush | 1241.1102 | SPST-NO |  | Black |  |  | 80mA (DC) |  |  | 1,000,000 Cycles | Tactile Feedback |  |  |  | - | - | IP65 - Dust Tight, Water Resistant | [10 empty] | 1,000,000 Cycles | Not Applicable |  | Panel Mount, Snap-In |  |  |  | -25°C ~ 60°C |  |  | Bulk |  | Circular - 13.00mm Dia |  |  | 1730742 |  |  | MCS18 |  |  |  |  | Off-Mom |  |  | Solder Lug |  | 24 V | 195 | https://www.unikeyic.com/media/datasheet/0c/df/526e/0c/80384b48bc290a7d44e7a7ebc47b37d6.pdf | https://www.unikeyic.com/products/pushbutton-switches/1241-1102-7097/62411.html
1241.1104.2093 | SCHURTER | 100: 9.2787 300: 8.6439 500: 8.363 1,000: 7.9959 | 80mA |  |  |  | No Marking | Round, Button, Flush | 1241.1104 | SPST-NO |  | Red |  |  | 125mA (DC) |  |  | 1,000,000 Cycles | Tactile Feedback |  |  |  | - | - | IP65 - Dust Tight, Water Resistant | [10 empty] | 1,000,000 Cycles | Not Applicable |  | Panel Mount, Snap-In |  |  |  | -25°C ~ 60°C |  |  | Bulk |  | Circular - 13.00mm Dia |  |  | 1730744 |  |  | MCS18 |  |  |  |  | Off-Mom |  |  | Solder Lug |  | 48 V | 122 | https://www.unikeyic.com/media/datasheet/87/94/30ef/87/0743128c7bdcd6336698f4c56d4d6871.pdf | https://www.unikeyic.com/products/pushbutton-switches/1241-1104-2093/734807.html
1241.1104.7093 | SCHURTER | 1: 12.4645 5: 11.9659 10: 11.1682 20: 10.9688 50: 10.9688 | Plunger Off-Mom SPST-NO circular-13.00(Dia) >1000000 48V 1000000Cycles 125mA snap-in mounting，snap fit，welding mounting，panel mount 18mm(Length)*18mm(height) |  |  |  | No Marking | Round, Button, Flush | 1241.1104 | SPST-NO |  | Red |  |  | 125mA (DC) |  |  | 1,000,000 Cycles | Tactile Feedback |  |  |  | - | - | IP65 - Dust Tight, Water Resistant | [10 empty] | 1,000,000 Cycles | Not Applicable |  | Panel Mount, Snap-In |  |  |  | -25°C ~ 60°C |  |  | Bulk |  | Circular - 13.00mm Dia | [5 empty] | MCS18 |  |  |  |  | Off-Mom |  |  | Solder Lug |  | 48 V | 2257 | https://www.unikeyic.com/media/datasheet/68/b4/73ea/68/411737618269215448e7663e6d00832f.pdf | https://www.unikeyic.com/products/pushbutton-switches/1241-1104-7093/30275003.html
1241.1104.7097 | SCHURTER | 100: 3.9829 | Schurter tactile switch, SPST |  |  |  | No Marking | Round, Button, Flush | 1241.1104 | SPST-NO |  | Black |  |  | 125mA (DC) |  |  | 1,000,000 Cycles | Tactile Feedback |  |  |  | - | - | IP65 - Dust Tight, Water Resistant | [10 empty] | 1,000,000 Cycles | Not Applicable |  | Panel Mount, Snap-In |  |  |  | -25°C ~ 60°C |  |  | Bulk |  | Circular - 13.00mm Dia | [5 empty] | MCS18 |  |  |  |  | Off-Mom |  |  | Solder Lug |  | 48 V | 300 | https://www.unikeyic.com/media/datasheet/68/b4/73ea/68/411737618269215448e7663e6d00832f.pdf | https://www.unikeyic.com/products/pushbutton-switches/1241-1104-7097/33717901.html
1241.1106.7096 | SCHURTER | 100: 11.7908 300: 10.8905 500: 10.5257 1,000: 10.0824 | circular，short hair，PUSHBUTTON shut-Instantaneous SPST-NO circular-diameter13.00 1000000Cycles 1000000Cycles 80mA(DC) snap-in mounting，panel mount |  |  |  | No Marking | Round, Button, Flush | 1241.1106 | SPST-NO |  | Gray |  |  | 80mA (DC) |  |  | 1,000,000 Cycles | Tactile Feedback |  |  |  | - | - | IP65 - Dust Tight, Water Resistant | [10 empty] | 1,000,000 Cycles | Not Applicable |  | Panel Mount, Snap-In |  |  |  | -25°C ~ 60°C |  |  | Bulk |  | Circular - 13.00mm Dia | [5 empty] | MCS18 |  |  |  |  | Off-Mom |  |  | Solder Lug |  | 24 V | 167 | https://www.unikeyic.com/media/datasheet/0c/df/526e/0c/80384b48bc290a7d44e7a7ebc47b37d6.pdf | https://www.unikeyic.com/products/pushbutton-switches/1241-1106-7096/30688127.html
1241.1106.7097 | SCHURTER | 200: 4.1138 600: 4.0452 1,000: 3.9081 | Schurter tactile switch, SPST |  | circular, short hair, PUSHBUTTON | [8 empty] | 80mA(DC) |  | 1241.1106.7097 SCHURTER | 1000000Cycles |  |  |  |  | - | [8 empty] | 18mm*18mm*13mm |  | - | 24V | 1000000Cycles |  |  | snap-in mounting, snap fit, welding mounting, panel mount |  |  | -25℃~60℃ | [5 empty] | circular-13.00(Dia) |  |  |  |  | Compliant | bulk |  |  |  | SPST-NO | Off-Mom | [6 empty] | 20000 | https://www.unikeyic.com/media/datasheet/94/af/b0e5/94afb0e506c83c162464089f5e0ec056.pdf | https://www.unikeyic.com/products/pushbutton-switches/1241-1106-7097/33834826.html
1241.1112.7097 | SCHURTER | 100: 10.0385 300: 9.2618 500: 8.9463 1,000: 8.5623 | Plunger OFF - (ON) 125mA welding mounting，panel mount |  |  |  | No Marking | Square, Button, Flush | 1241.1112 | SPST-NO |  | Black |  |  | 125mA (DC) |  |  | 1,000,000 Cycles | Tactile Feedback |  |  |  | - | - | IP65 - Dust Tight, Water Resistant | [10 empty] | 1,000,000 Cycles | Not Applicable |  | Panel Mount, Snap-In |  |  |  | -25°C ~ 60°C |  |  | Bulk |  | Circular - 13.00mm Dia | [5 empty] | MCS18 |  |  |  |  | Off-Mom |  |  | Solder Lug |  | 48 V | 125 | https://www.unikeyic.com/media/datasheet/87/94/30ef/87/0743128c7bdcd6336698f4c56d4d6871.pdf | https://www.unikeyic.com/products/pushbutton-switches/1241-1112-7097/30210636.html
1241.1113.4094 | SCHURTER | 1: 14.6091 10: 12.1005 25: 11.2128 | 80mA |  |  |  | No Marking | Round, Button, Flush | 1241.1113 | SPST-NO |  | Blue |  |  | 125mA (DC) |  |  | 1,000,000 Cycles | Tactile Feedback |  |  |  | - | - | IP65 - Dust Tight, Water Resistant | [10 empty] | 1,000,000 Cycles | Not Applicable |  | Panel Mount, Snap-In |  |  |  | -25°C ~ 60°C |  |  | Bulk |  | Circular - 13.00mm Dia |  |  | 1730759 |  |  | MCS18 |  |  |  |  | Off-Mom |  |  | Solder Lug |  | 48 V | 70 | https://www.unikeyic.com/media/datasheet/87/94/30ef/87/0743128c7bdcd6336698f4c56d4d6871.pdf | https://www.unikeyic.com/products/pushbutton-switches/1241-1113-4094/198705.html
1241.1619.11 | SCHURTER | 100: 3.14 200: 3.0614 400: 3.0145 | Schurter tactile switch, Surface mount terminals, size 11.40 x 11.40 x 7.75mm, SPST |  |  | 7.75mm |  | Standard | 1241.1619 | SPST-NO |  |  | 0.05A @ 42VDC | [5 empty] | Tactile Feedback |  | Non-Illuminated |  | - | - | IP67 - Dust Tight, Waterproof | [10 empty] | 1,000,000 Cycles | Not Applicable |  | Surface Mount |  |  | 220gf | -40°C ~ 85°C | 11.40mm x 11.40mm |  | Bulk |  |  |  |  | 1730778 |  |  | SMS |  |  |  |  | Off-Mom | 0.35mm |  | J Lead |  |  | 270 | https://www.unikeyic.com/media/datasheet/76/30/c7c4/76/7d8038c5c3fb721c4e89691f23944ecd.pdf | https://www.unikeyic.com/products/pushbutton-switches/1241-1619-11/30097261.html
1241.2411.5 | SCHURTER | 1: 37.1371 3: 35.4948 5: 34.9451 | Schurter Piezoelectric switch, IP67, Solder terminal, 100 mA |  |  |  | No Marking | Round, Button, Flush | 1241.2411 | SPST-NO |  | Green |  |  | 100mA (AC/DC) |  |  | 20,000,000 Cycles | - |  |  |  | - | - | IP67 - Dust Tight, Waterproof | [10 empty] | - | Not Applicable |  | Panel Mount, Front |  |  |  | -40°C ~ 85°C |  |  | Bulk |  | Circular - 16.20mm Dia | [5 empty] | PSE |  |  |  |  | Off-Mom |  |  | PC Pin | 42 V | 60 V | 8 | https://www.unikeyic.com/media/datasheet/83/13/3ba6/83/1d169f5f25dd547fe901924a49106751.pdf | https://www.unikeyic.com/products/pushbutton-switches/1241-2411-5/30298883.html
1241.2800 | SCHURTER | 12: 9.834 | Schurter silver button switch, Centrally fixed installation with metal lock nut, Instantaneous operation, Panel opening diameter19mm, No indicator light, SPST |  |  |  | No Marking | Round, Button, Flush |  | SPST-NO |  | Silver |  |  | 125mA (DC) |  |  | 1,000,000 Cycles | Tactile Feedback |  |  |  | - | - | IP65 - Dust Tight, Water Resistant | [10 empty] | 1,000,000 Cycles | Not Applicable |  | Panel Mount, Front |  |  |  | -20°C ~ 60°C |  |  | Bag |  | Circular - 19.00mm Dia |  |  | 1730808 |  |  | MCS |  |  |  |  | Off-Mom |  |  | PC Pin |  | 48 V | 15 | https://www.unikeyic.com/media/datasheet/45/49/fc40/45/7c887286970d1e15550baea82b99b15f.pdf | https://www.unikeyic.com/products/pushbutton-switches/1241-2800/30529735.html
1241.2806 | SCHURTER | 10: 11.055 | Flush OFF - (ON) SPST 1500000Cycles 1000000Cycles 125mA welding mounting，Through hole mounting 21.5mm(Length)*21.5mm(height) |  |  |  | No Marking | Round, Button, Flush |  | SPST-NO |  | Silver |  |  | 125mA (DC) |  |  | 1,000,000 Cycles | Tactile Feedback |  |  |  | - | - | IP65 - Dust Tight, Water Resistant | [10 empty] | 1,000,000 Cycles | Not Applicable |  | Panel Mount, Front |  |  |  | -20°C ~ 60°C |  |  | Bulk |  | Circular - 19.00mm Dia | [5 empty] | MCS |  |  |  |  | Off-Mom |  |  | Solder Lug |  | 48 V | 18 | https://www.unikeyic.com/media/datasheet/89/05/a27f/89/a918d71f42090c6f38565cf01e3764c3.pdf | https://www.unikeyic.com/products/pushbutton-switches/1241-2806/1028959.html
1241.2858 | SCHURTER | 10: 26.331 30: 24.5347 50: 23.7402 100: 22.7012 250: 21.3944 500: 20.4539 | SchurterPushbutton Switches, panel mount, Instantaneous operation, Panel opening diameter22.2mm, With indicator light, SPST |  |  |  | No Marking | Round, Button, Flush |  | SPST-NO |  | Silver |  |  | 125mA (DC) |  |  | 1,000,000 Cycles | Tactile Feedback |  |  |  | LED, Green/Red | 2.0, 2.2 VDC | IP65 - Dust Tight, Water Resistant | [10 empty] | 1,000,000 Cycles | Not Applicable |  | Panel Mount, Front |  |  |  | -25°C ~ 60°C |  |  | Bulk |  | Circular - 19.00mm Dia |  |  | 2645220 |  |  | MCS |  |  |  |  | Off-Mom |  |  | Solder Lug |  | 48 V | 103 | https://www.unikeyic.com/media/datasheet/40/33/b69a/40/0014f4226cd1df2a2203161b49747127.pdf | https://www.unikeyic.com/products/pushbutton-switches/1241-2858/33797748.html
1241.2873.3 | SCHURTER | 100: 16.8527 300: 16.5718 500: 16.01 | Flush OFF-(ON) 125mA, Solder Mount, TH |  |  |  | No Marking | Round, Button, Flush | 1241.2873 | SPST-NO |  | Silver |  |  | 125mA (DC) |  |  | 1,000,000 Cycles | Tactile Feedback |  |  |  | - | - | IP65 - Dust Tight, Water Resistant | [10 empty] | 1,000,000 Cycles | Not Applicable |  | Panel Mount, Front |  |  |  | -25°C ~ 60°C |  |  | Tray |  | Circular - 19.00mm Dia | [5 empty] | MCS |  |  |  |  | Off-Mom |  |  | PC Pin |  | 48 V | 10000 | https://www.unikeyic.com/media/datasheet/84/5c/4710/fd/54fed6a8dde012fa6b7fcae870f15868.pdf | https://www.unikeyic.com/products/pushbutton-switches/1241-2873-3/30769427.html
1241.2877.3 | SCHURTER | 20: 20.533 40: 19.6374 60: 19.1309 100: 18.5107 260: 17.4016 500: 16.6795 | Flush OFF-(ON) 125mA, Solder Mount, TH |  |  |  | No Marking | Round, Button, Flush | 1241.2877 | SPST-NO |  | Red |  |  | 125mA (DC) |  |  | 1,000,000 Cycles | Tactile Feedback |  |  |  | - | - | IP65 - Dust Tight, Water Resistant | [10 empty] | 1,000,000 Cycles | Not Applicable |  | Panel Mount, Front |  |  |  | -25°C ~ 60°C |  |  | Tray |  | Circular - 19.00mm Dia |  |  | 1730814 |  |  | MCS |  |  |  |  | Off-Mom |  |  | PC Pin |  | 48 V | 100 | https://www.unikeyic.com/media/datasheet/84/5c/4710/fd/54fed6a8dde012fa6b7fcae870f15868.pdf | https://www.unikeyic.com/products/pushbutton-switches/1241-2877-3/29983990.html
1241.3237 | SCHURTER | 10: 140.5332 30: 129.7399 50: 125.3625 | circular，short hair，PUSHBUTTON Off-Mom SPST-NO circular-30.30(Dia) 2000000Cycles 60V 42V Blue 20000000Cycles 100mA(AC/DC) wire mounting，panel mount 33.6mm(height) |  |  |  | No Marking | Round, Button, Flush |  | SPST-NO |  | Silver |  |  | 100mA (AC/DC) |  |  | 20,000,000 Cycles | - |  |  |  | LED, Blue | 5 ~ 28 VDC | IP67 - Dust Tight, Waterproof | [10 empty] | - | Not Applicable |  | Panel Mount, Front |  |  |  | -40°C ~ 85°C |  |  | Bulk |  | Circular - 30.30mm Dia |  |  | 2538209 |  |  | PSE |  |  |  |  | Off-Mom |  |  | Wire Leads | 42 V | 60 V | 28 | https://www.unikeyic.com/media/datasheet/b3/4f/5ded/b3/6063810ace33d2db0d194dba339c46cc.pdf | https://www.unikeyic.com/products/pushbutton-switches/1241-3237/30625485.html
1241.3254 | SCHURTER | 1: 143.5583 10: 123.7872 30: 115.2987 50: 111.5433 100: 106.6334 | circular，short hair，PUSHBUTTON shut-Instantaneous SPST-NO circular-diameter22.10 42V green 20000000Cycles 100mA(AC/DC) panel mount 25mm(Length)*25mm(height) |  |  |  | No Marking | Round, Button, Flush |  | SPST-NO |  | Silver |  |  | 100mA (AC/DC) |  |  | 20,000,000 Cycles | - |  |  |  | LED, Green | 12 VDC | IP67 - Dust Tight, Waterproof | [10 empty] | - | Not Applicable |  | Panel Mount, Front |  |  |  | -40°C ~ 85°C |  |  | Bulk |  | Circular - 22.10mm Dia |  |  | 2538214 |  |  | PSE |  |  |  |  | Off-Mom |  |  | Connector | 42 V | 60 V | 20 | https://www.unikeyic.com/media/datasheet/30/fc/cd9c/30/726477eab2a395e13123e2788c344dba.pdf | https://www.unikeyic.com/products/pushbutton-switches/1241-3254/33508715.html
1241.3256 | SCHURTER | 20: 69.5503 60: 68.3911 100: 66.0727 | Off-Mom SPST-NO circular-22.10(Dia) 60V 42V red 20000000Cycles wire mounting，panel mount |  |  |  | No Marking | Round, Button, Flush |  | SPST-NO |  | Silver |  |  | 100mA (AC/DC) |  |  | 20,000,000 Cycles | - |  |  |  | LED, Red | 24 VDC | IP67 - Dust Tight, Waterproof | [10 empty] | - | Not Applicable |  | Panel Mount, Front |  |  |  | -40°C ~ 85°C |  |  | Bulk |  | Circular - 22.10mm Dia |  |  | 2538216 |  |  | PSE |  |  |  |  | Off-Mom |  |  | Wire Leads | 42 V | 60 V | 2000 | https://www.unikeyic.com/media/datasheet/c0/11/f135/c0/ec395da0b74c0cbea29e2c9467e17d86.pdf | https://www.unikeyic.com/products/pushbutton-switches/1241-3256/1332604.html
1241.3259 | SCHURTER | 20: 74.7032 60: 73.4581 100: 70.9681 | circular，short hair，PUSHBUTTON Off-Mom SPST-NO circular-22.10(Dia) 60V 42V red 20000000Cycles 100mA(AC/DC) panel mount |  |  |  | No Marking | Round, Button, Flush |  | SPST-NO |  | Silver |  |  | 100mA (AC/DC) |  |  | 20,000,000 Cycles | - |  |  |  | LED, Red | 24 VDC | IP67 - Dust Tight, Waterproof | [10 empty] | - | Not Applicable |  | Panel Mount, Front |  |  |  | -40°C ~ 85°C |  |  | Bulk |  | Circular - 22.10mm Dia |  |  | 2538219 |  |  | PSE |  |  |  |  | Off-Mom |  |  | Connector | 42 V | 60 V | 2000 | https://www.unikeyic.com/media/datasheet/30/fc/cd9c/30/726477eab2a395e13123e2788c344dba.pdf | https://www.unikeyic.com/products/pushbutton-switches/1241-3259/34024715.html
1241.3428 | SCHURTER | 10: 73.7953 30: 68.7446 50: 66.5099 100: 63.5883 | circular，short hair，PUSHBUTTON Off-Mom SPST-NO circular-22.30(Dia) 60V 42V 20000000Cycles 100mA(AC/DC) panel mount |  |  |  | No Marking | Round, Button, Flush |  | SPST-NO |  | Silver |  |  | 100mA (AC/DC) |  |  | 20,000,000 Cycles | Stainless Steel |  |  |  | - | - | IP67 - Dust Tight, Waterproof | [10 empty] | - | Vendor Undefined |  | Panel Mount, Front |  |  |  | -40°C ~ 85°C |  |  | Bulk |  | Circular - 22.30mm Dia | [5 empty] | PSE |  |  |  |  | Off-Mom |  |  | Quick Connect - 0.250" (6.3mm) | 42 V | 60 V | 94 | https://www.unikeyic.com/media/datasheet/84/5c/4710/44/162204668a3a1918dc06bee712a441f9.pdf | https://www.unikeyic.com/products/pushbutton-switches/1241-3428/30020063.html
1241.3664 | SCHURTER | 20: 76.2185 60: 74.9481 100: 72.4075 | Round Off-Mom SPST-NO circular-22.10(Dia) 60V 42V red，green，yellow 100mA wire mounting，panel mount |  | Round | [8 empty] | 100mA |  | 1241.3664 SCHURTER | - |  |  |  |  | red, green, yellow | [10 empty] | 42V | 60V | - |  |  | wire mounting, panel mount |  |  | -40℃~85℃ | [5 empty] | circular-22.10(Dia) |  |  |  |  | Compliant | bulk |  |  |  | SPST-NO | Off-Mom | [6 empty] | 2000 | https://www.unikeyic.com/media/datasheet/62/81/d949/62/4a2fc8f47451feb1ca85c5be4c3320c7.pdf | https://www.unikeyic.com/products/pushbutton-switches/1241-3664/30663956.html
1241.6664.1123000 | SCHURTER | 20: 36.2912 60: 35.6864 100: 34.4766 | Flush Round Button Momentary Contact SPDT 1500000Cycles yellow 200000Cycles SPDT panel mount 36mm(Length)*35.15mm(height) |  | Flush Round Button | [8 empty] | - |  | 1241.6664.1123000 SCHURTER | 200000Cycles |  |  |  |  | yellow | [8 empty] | 36mm(Length)*35.15mm(height) |  | - | - | 1500000Cycles |  |  | panel mount |  |  | -25℃~85℃ |  |  |  | SPDT |  | - | [9 empty] | SPDT | Momentary Contact | [6 empty] | 2000 | https://www.unikeyic.com/media/datasheet/a3/04/597f/a3/d5f39429fe3c3b00acdb3eedcfc8d43e.pdf | https://www.unikeyic.com/products/pushbutton-switches/1241-6664-1123000/30407196.html
1241.6664.1131000 | SCHURTER | 20: 37.0528 60: 36.4352 100: 35.2002 | Round On-Mom SPDT circular-30.10(Dia) 250V 10A SPDT panel mount |  |  |  | No Marking | Round, Button, Flush | 1241.6664 | SPDT |  | Silver |  |  | 10A (AC) |  |  | 50,000 Cycles | - |  |  |  | LED, Red | 24 VDC | IP40 | [10 empty] | 1,500,000 Cycles | Not Applicable |  | Panel Mount, Front |  |  |  | -25°C ~ 85°C |  |  | Tray |  | Circular - 30.10mm Dia |  |  | 957603 |  |  | MSM |  |  |  |  | On-Mom |  |  | Quick Connect - 0.110" (2.8mm) | 250 V |  | 2000 | https://www.unikeyic.com/media/datasheet/17/82/1e4e/17/7b5d2fd2dffc6973a1d90169dbf2eee3.pdf | https://www.unikeyic.com/products/pushbutton-switches/1241-6664-1131000/34070545.html
1241.6664.1132000 | SCHURTER | 20: 37.0528 60: 36.4352 100: 35.2002 | Round SPDT 1500000Cycles green 50000Cycles 10A SPDT snap-in mounting，snap fit，welding mounting，Through hole mounting 36mm(Length)*35.15mm(height) |  |  |  | No Marking | Round, Button, Flush | 1241.6664 | SPDT |  | Silver |  |  | 10A (AC) |  |  | 50,000 Cycles | - |  |  |  | LED, Green | 24 VDC | IP40 | [10 empty] | 1,500,000 Cycles | Not Applicable |  | Panel Mount, Front |  |  |  | -25°C ~ 85°C |  |  | Tray |  | Circular - 30.10mm Dia |  |  | 957604 |  |  | MSM |  |  |  |  | On-Mom |  |  | Quick Connect - 0.110" (2.8mm) | 250 V |  | 2000 | https://www.unikeyic.com/media/datasheet/17/82/1e4e/17/7b5d2fd2dffc6973a1d90169dbf2eee3.pdf | https://www.unikeyic.com/products/pushbutton-switches/1241-6664-1132000/30013115.html
1241.6699.1120000 | SCHURTER | 20: 16.2771 60: 16.0058 100: 15.4633 | Schurter silver button switch, panel mount, Instantaneous operation, Panel opening diameter22mm, No indicator light, SPDT |  |  |  | No Marking | Round, Button, Flush | 1241.6699 | SPDT |  | Silver |  |  | 5A (AC) |  |  | 200,000 Cycles | - |  |  |  | - | - | IP40 | [10 empty] | 1,500,000 Cycles | Not Applicable |  | Panel Mount, Front |  |  |  | -25°C ~ 85°C |  |  | Box |  | Circular - 22.30mm Dia | [5 empty] | MSM |  |  |  |  | On-Mom |  |  | Quick Connect - 0.110" (2.8mm) | 125 V |  | 2000 | https://www.unikeyic.com/media/datasheet/ed/9a/20c0/ed/fdb2a69d5ff9dbf29999c761572f8513.pdf | https://www.unikeyic.com/products/pushbutton-switches/1241-6699-1120000/30443195.html
1241.6824.1115000 | SCHURTER | 3: 41.646 | SPST 100000Cycles 125V 250V panel mount |  | - | [8 empty] | - |  | 1241.6824.1115000 SCHURTER | - |  |  |  |  | - | [10 empty] | 250V | 125V | 100000Cycles |  |  | panel mount |  |  | -20℃~85℃ | [5 empty] | - | [9 empty] | SPST | - | [6 empty] | 5 | https://www.unikeyic.com/media/datasheet/0d/ca/b690/0d/1bdf3b744233441371a926ef55a73884.pdf | https://www.unikeyic.com/products/pushbutton-switches/1241-6824-1115000/159283.html
1241.6824.1124000 | SCHURTER | 3: 43.846 | SchurterPushbutton Switches, panel mount, Latching operation, Panel opening diameter19mm, With indicator light, DPDT |  |  |  | No Marking | Round, Button | 1241.6824 | DPST |  | Silver |  |  | 12A (AC/DC) |  |  | 50,000 Cycles | - |  |  |  | LED, Blue | 24 VDC | IP64 - Dust Tight, Water Resistant | [10 empty] | 100,000 Cycles | Not Applicable |  | Panel Mount, Front |  |  |  | -20°C ~ 85°C |  |  | Bulk |  | Circular - 19.10mm Dia |  |  | 2096073 |  |  | MSM LA |  |  |  |  | Off-On |  |  | Quick Connect - 0.187" (4.7mm) | 250 V | 30 V | 7 | https://www.unikeyic.com/media/datasheet/4e/c9/348e/4e/eaa2e1a857fd5700161e6b929947e027.pdf | https://www.unikeyic.com/products/pushbutton-switches/1241-6824-1124000/33548844.html
1241.6833.1122000 | SCHURTER | 4: 31.438 | SchurterPushbutton Switches, panel mount, Latching operation, Panel opening diameter22mm, With indicator light, DPDT |  | Round Button | [8 empty] | - |  | 1241.6833.1122000 SCHURTER | 100000Cycles |  |  |  |  | green | [10 empty] | 250V | 125V | 100000Cycles |  |  | panel mount |  |  | -20℃~85℃ | [5 empty] | 22mm | [9 empty] | DPST | - | [6 empty] | 6 | https://www.unikeyic.com/media/datasheet/4f/ab/0a94/4f/b0dc806a85e3763acd5db88dca765645.pdf | https://www.unikeyic.com/products/pushbutton-switches/1241-6833-1122000/29878155.html
1241.7231.1110000 | SCHURTER | 20: 37.0749 60: 36.457 100: 35.2212 | Round ON - (OFF)，OFF - (ON) 12A panel mount |  | Round | [8 empty] | 12A |  | 1241.7231.1110000 SCHURTER | - |  |  |  |  | - | [10 empty] | - | - | - |  |  | panel mount | [8 empty] | - | [9 empty] | - | ON - (OFF), OFF - (ON) | [6 empty] | 2000 | https://www.unikeyic.com/media/datasheet/84/5c/4710/19/5bf8b8ae5b69da6ab9b95f27c7efe1df.pdf | https://www.unikeyic.com/products/pushbutton-switches/1241-7231-1110000/30641501.html
1241.8524 | SCHURTER | 20: 36.8542 60: 36.2399 100: 35.0114 | Round On-Mom SPDT circular-22.10(Dia) 250V white 10A SPDT panel mount 36.95mm*20mm*36.95mm |  |  |  | No Marking | Round, Button, Flush |  | SPDT |  | Clear (White Filter/Diffuser) |  |  | 10A (AC) |  |  | 50,000 Cycles | Ceramic Actuator |  |  |  | LED, White | 24 VDC | IP40 | [10 empty] | 1,500,000 Cycles | Not Applicable |  | Panel Mount, Front |  |  |  | -25°C ~ 85°C |  |  | Bulk |  | Circular - 22.10mm Dia |  |  | 6569102 |  |  | MSM CS |  |  |  |  | On-Mom |  |  | Quick Connect - 0.110" (2.8mm) | 250 V |  | 2000 | https://www.unikeyic.com/media/datasheet/84/5c/4710/7a/14eb5e822472d9002421e06bfcbee838.pdf | https://www.unikeyic.com/products/pushbutton-switches/1241-8524/29660114.html
1241.8548 | SCHURTER | 20: 51.2139 60: 50.3604 100: 48.6532 | circular，PUSHBUTTON Off-On SPST circular-19.10(Dia) 100000Cycles 30V 250V white 50000Cycles 12A(AC/DC) panel mount |  |  |  | No Marking | Round, Button |  | SPST |  | Clear (White Filter/Diffuser) |  |  | 12A (AC/DC) |  |  | 50,000 Cycles | - |  |  |  | LED, White | 24 VDC | IP64 - Dust Tight, Water Resistant | [10 empty] | 100,000 Cycles | Not Applicable |  | Panel Mount, Front |  |  |  | -20°C ~ 85°C |  |  | Bulk |  | Circular - 19.10mm Dia | [5 empty] | MSM LA CS |  |  |  |  | Off-On |  |  | Quick Connect - 0.187" (4.7mm) | 250 V | 30 V | 2000 | https://www.unikeyic.com/media/datasheet/bd/2c/b32d/bd/a1fb4fb0245c56e5201cb7b9f0646e6f.pdf | https://www.unikeyic.com/products/pushbutton-switches/1241-8548/29951305.html
1241.8554 | SCHURTER | 20: 52.644 60: 51.7666 100: 50.0119 | circular，PUSHBUTTON Off-On DPST circular-19.10(Dia) 100000Cycles 30V 250V white 50000Cycles 12A(AC/DC) panel mount 22mm*16.6mm*46.21mm |  |  |  | No Marking | Round, Button |  | DPST |  | Clear (White Filter/Diffuser) |  |  | 12A (AC/DC) |  |  | 50,000 Cycles | - |  |  |  | LED, White | 24 VDC | IP64 - Dust Tight, Water Resistant | [10 empty] | 100,000 Cycles | Not Applicable |  | Panel Mount, Front |  |  |  | -20°C ~ 85°C |  |  | Bulk |  | Circular - 19.10mm Dia |  |  | 6569110 |  |  | MSM LA CS |  |  |  |  | Off-On |  |  | Quick Connect - 0.187" (4.7mm) | 250 V | 30 V | 2000 | https://www.unikeyic.com/media/datasheet/bd/2c/b32d/bd/a1fb4fb0245c56e5201cb7b9f0646e6f.pdf | https://www.unikeyic.com/products/pushbutton-switches/1241-8554/30331089.html
1241.8559 | SCHURTER | 20: 52.4154 60: 51.5418 100: 49.7946 | Round Off-On SPST circular-22.10(Dia) 100000Cycles 30V 250V Blue 100000Cycles 12A panel mount 22mm*16.6mm*46.21mm |  |  |  | No Marking | Round, Button |  | SPST |  | Clear (White Filter/Diffuser) |  |  | 12A (AC/DC) |  |  | 50,000 Cycles | - |  |  |  | LED, Blue | 24 VDC | IP64 - Dust Tight, Water Resistant | [10 empty] | 100,000 Cycles | Not Applicable |  | Panel Mount, Front |  |  |  | -20°C ~ 85°C |  |  | Bulk |  | Circular - 22.10mm Dia | [5 empty] | MSM LA CS |  |  |  |  | Off-On |  |  | Quick Connect - 0.187" (4.7mm) | 250 V | 30 V | 2000 | https://www.unikeyic.com/media/datasheet/78/64/28b7/78/324e5b85119219da74281257d0d4b1bb.pdf | https://www.unikeyic.com/products/pushbutton-switches/1241-8559/30712504.html
1241.8562 | SCHURTER | 20: 53.3614 60: 52.4721 100: 50.6934 | Round Off-On DPST circular-22.10(Dia) 100000Cycles 30V 250V red 100000Cycles 12A panel mount 22mm*16.6mm*46.21mm |  |  |  | No Marking | Round, Button |  | DPST |  | Clear (White Filter/Diffuser) |  |  | 12A (AC/DC) |  |  | 50,000 Cycles | - |  |  |  | LED, Red | 24 VDC | IP64 - Dust Tight, Water Resistant | [10 empty] | 100,000 Cycles | Not Applicable |  | Panel Mount, Front |  |  |  | -20°C ~ 85°C |  |  | Bulk |  | Circular - 22.10mm Dia | [5 empty] | MSM LA CS |  |  |  |  | Off-On |  |  | Quick Connect - 0.187" (4.7mm) | 250 V | 30 V | 2000 | https://www.unikeyic.com/media/datasheet/78/64/28b7/78/324e5b85119219da74281257d0d4b1bb.pdf | https://www.unikeyic.com/products/pushbutton-switches/1241-8562/33722057.html
1241.8563 | SCHURTER | 20: 53.3614 60: 52.4721 100: 50.6934 | Round Off-On DPST circular-22.10(Dia) 100000Cycles 30V 250V green 100000Cycles 12A panel mount 22mm*16.6mm*46.21mm |  |  |  | No Marking | Round, Button |  | DPST |  | Clear (White Filter/Diffuser) |  |  | 12A (AC/DC) |  |  | 50,000 Cycles | - |  |  |  | LED, Green | 24 VDC | IP64 - Dust Tight, Water Resistant | [10 empty] | 100,000 Cycles | Not Applicable |  | Panel Mount, Front |  |  |  | -20°C ~ 85°C |  |  | Bulk |  | Circular - 22.10mm Dia | [5 empty] | MSM LA CS |  |  |  |  | Off-On |  |  | Quick Connect - 0.187" (4.7mm) | 250 V | 30 V | 2000 | https://www.unikeyic.com/media/datasheet/78/64/28b7/78/324e5b85119219da74281257d0d4b1bb.pdf | https://www.unikeyic.com/products/pushbutton-switches/1241-8563/800375.html
130821 | BRADY | 1: 32.4456 | Brady Safety padlock, 30mmDiameter Lock Hook, polycarbonate，Made of stainless steel Pushbutton Lockout Device | [5 empty] | - | [10 empty] | Pushbutton Switches | [16 empty] | Not Applicable | [8 empty] | Bulk |  |  |  |  | 12193658 |  |  | - | [10 empty] | 23 | https://www.unikeyic.com/media/datasheet/d4/98/8914/d4/aa3b2a0af89edd28804dc8cc2c343c10.pdf | https://www.unikeyic.com/products/pushbutton-switches/130821/30650626.html
13435AK | APEM | 1: 35.1885 5: 35.1885 10: 34.5601 20: 33.9318 50: 33.9318 | Plunger On-Mom SPDT circular-6.50(Dia) 30V 125V 4A SPDT welding mounting，panel mount |  |  |  | No Marking | Plunger for Cap | 13435 | SPDT |  | Silver |  |  | 4A (AC/DC) |  |  | 50,000 Cycles | - |  |  |  | - | - | Environment Sealed | [10 empty] | 150,000 Cycles | 1 (Unlimited) |  | Panel Mount, Rear |  |  |  | -40°C ~ 85°C |  |  | Bulk |  | Circular - 6.50mm Dia | [5 empty] | 13000 |  |  |  |  | On-Mom |  |  | Solder Lug | 125 V | 30 V | 475 | https://www.unikeyic.com/media/datasheet/94/97/ad9a/94/017a8401d2ca09b700b2f3bc4f6a9653.pdf | https://www.unikeyic.com/products/pushbutton-switches/13435ak/33647431.html
13445A4GX768 | APEM | 10: 41.6878 | Plunger On-Mom DPDT circular-12.00(Dia) 150000Cycles 30V 125V 50000Cycles welding mounting，panel mount |  |  |  | No Marking | Round, Plunger | 13445 | DPDT |  | Black |  |  | 4A (AC/DC) |  |  | 50,000 Cycles | Sealed - Fully |  |  |  | - | - | - | [10 empty] | 150,000 Cycles | 1 (Unlimited) |  | Panel Mount, Rear |  |  |  | -40°C ~ 85°C |  |  | Bulk |  | Circular - 12.00mm Dia | [5 empty] | 13000 |  |  |  |  | On-Mom |  |  | Solder Lug | 125 V | 30 V | 86 | https://www.unikeyic.com/media/datasheet/94/97/ad9a/94/017a8401d2ca09b700b2f3bc4f6a9653.pdf | https://www.unikeyic.com/products/pushbutton-switches/13445a4gx768/33584927.html
14-133.0252 | eao | 1: 72.6389 5: 65.38 | Flush Round Button Momentary Contact 6PST circular-30.5 250V welding mounting，panel mount 59mm(height) |  | Flush Round Button | [8 empty] | - |  |  | - |  |  |  |  | - | [8 empty] | 59mm(height) |  | 250V | - | - |  |  | welding mounting, panel mount | [8 empty] | Circle-30.5 | [9 empty] | 6PST | Momentary Contact | [6 empty] | 13 | https://www.unikeyic.com/media/about_us/Unikey_ISO_9001_Certification.pdf | https://www.unikeyic.com/products/pushbutton-switches/14-133-0252/524027.html
140000480082 | NIDEC COMPONENTS CORPORATION | 10: 0.2272 50: 0.2198 100: 0.2105 500: 0.2011 | [8 empty] | White | [7 empty] | - | 8N, 8P and 8R-N Series | Non-Illuminated | [15 empty] | 1 (Unlimited) |  | Snap Fit | [6 empty] | Bulk | [7 empty] | 8 | Round, Concave | 10.00mm Dia x 8.00mm H |  |  |  |  | Pushbutton |  |  |  | 25000 | https://www.unikeyic.com/media/datasheet/35/8d/211f/35/83eee521b4bbd2a65ffc5e8a02ff49fb.pdf | https://www.unikeyic.com/products/pushbutton-switches/140000480082/33823545.html
1415NC GREEN | APEM | 3: 2.5029 45: 2.3778 150: 2.3335 300: 2.2809 750: 2.2729 | APEM green button switch, panel mount, Instantaneous operation, No indicator light, SPDT |  | Plunger | [8 empty] | - |  | 1415NC GREEN APEM | - |  |  |  |  | - | [10 empty] | - | - | - |  |  | welding mounting, panel mount |  |  | -20℃~55℃ | [5 empty] | 14.3x16.5 | [9 empty] | SPDT | - | [6 empty] | 432 | https://www.unikeyic.com/media/datasheet/13/d9/e540/13/dbbd9f6fdc66f5258f73f3416c5a2f1a.pdf | https://www.unikeyic.com/products/pushbutton-switches/1415nc-green/251709.html
1415NC WHITE | APEM | 3: 3.1401 45: 2.9875 150: 2.9228 300: 2.8664 750: 2.8543 | APEM White push button switch, panel mount, Instantaneous operation, No indicator light, SPDT |  | Plunger | [8 empty] | - |  | 1415NC WHITE APEM | - |  |  |  |  | - | [8 empty] | 18mm(Length) |  | - | - | - |  |  | welding mounting, panel mount |  |  | -20℃~55℃ | [5 empty] | 16.5mm | [9 empty] | CO, SPDT, no, NC | CO, no, NC | [6 empty] | 633 | https://www.unikeyic.com/media/datasheet/f0/ca/071b/f0/4d88c1013f9ca831b5872fe3a4cf6af5.pdf | https://www.unikeyic.com/products/pushbutton-switches/1415nc-white/30264889.html
1437571-6 | TE Connectivity | 250: 9.1703 |  |  | - | [8 empty] | - |  | 1437571-6 TE Connectivity | - |  |  |  |  | - | [10 empty] | - | - | - | [11 empty] | - | [9 empty] | - | - | [6 empty] | 25000 | https://www.unikeyic.com/media/datasheet/6b/2f/bd09/6b/fec1e2901889d481c416e6be139a2f7f.pdf | https://www.unikeyic.com/products/pushbutton-switches/1437571-6/2361078.html
1444226 | RS | 500: 2.7973 1,000: 2.7274 5,000: 2.4547 | RS PRO Push Button Switch, Panel Mount, Momentary, 13.6mm Hole, No Indicator, SPST |  | circular | [8 empty] | - |  |  | - |  |  |  |  | yellow | [10 empty] | 32 V ac, 48 V ac, 50 V dc, 125 V ac, 250V ac | 50V | - |  |  | panel mount |  |  | -30℃~85℃ | [5 empty] | 13.6mm | [9 empty] | SPST | - | [6 empty] | 1660 | https://www.unikeyic.com/media/about_us/Unikey_ISO_9001_Certification.pdf | https://www.unikeyic.com/products/pushbutton-switches/1444226/31237976.html
1450607 | RS | 1: 8.3316 | RS PRO green button switch, panel mount, Panel opening diameter22mm, No indicator light, 1 No |  | - | [8 empty] | - |  |  | - |  |  |  |  | - | [10 empty] | 230V | - | - |  |  | threaded mounting, panel mount |  |  | -25℃~65℃ | [5 empty] | 22mm | [9 empty] | SPST | - | [6 empty] | 901 | https://www.unikeyic.com/media/about_us/Unikey_ISO_9001_Certification.pdf | https://www.unikeyic.com/products/pushbutton-switches/1450607/3184444.html
1450621 | RS | 1: 11.8765 5: 9.7719 | RS PRO red button switch, panel mount, Panel opening diameter22mm, No indicator light, 2NC |  | - | [8 empty] | - |  |  | - |  |  |  |  | - | [10 empty] | 230V | - | - |  |  | panel mount | [8 empty] | 22mm | [9 empty] | 2 NC | - | [6 empty] | 82 | https://www.unikeyic.com/media/about_us/Unikey_ISO_9001_Certification.pdf | https://www.unikeyic.com/products/pushbutton-switches/1450621/29968179.html
160100-2506 | C&K | 7: 17.842 | Pushbutton Switches SWITCH PB DPDT ALT ACT SILVER |  | - | [8 empty] | - |  |  | - |  |  |  |  | - | [10 empty] | - | - | - | [11 empty] | - | [9 empty] | - | - | [6 empty] | 100 | https://www.unikeyic.com/media/about_us/Unikey_ISO_9001_Certification.pdf | https://www.unikeyic.com/products/pushbutton-switches/160100-2506/33957554.html
160305 | C&K | 300: 0.385 1,000: 0.363 | Switch Bezels/Switch Caps Pushbutton |  | - | [8 empty] | - |  | 160305 C&K | - |  |  |  |  | - | [10 empty] | - | - | - | [11 empty] | - | [9 empty] | - | - | [6 empty] | 1000 | https://www.unikeyic.com/media/datasheet/57/a6/8040/57/f3b0e1c6c8e9dd7b9cc628f073eac28b.pdf | https://www.unikeyic.com/products/pushbutton-switches/160305/29709026.html
1611523 | RS | 1: 284.3294 5: 219.6763 | RS PRO Stainless Steel Pushbutton Enclosure, 3opening, IP66，IP69K |  | - | [8 empty] | - |  |  | - |  |  |  |  | - | [8 empty] | 100mm*85mm*220mm |  | - | - | - | [11 empty] | - | [9 empty] | - | - | [6 empty] | 62 | https://www.unikeyic.com/media/about_us/Unikey_ISO_9001_Certification.pdf | https://www.unikeyic.com/products/pushbutton-switches/1611523/31309873.html
17.17252.30 | EOZ | 1: 110.4916 10: 107.161 50: 103.8546 100: 101.6503 250: 99.434 | Round Plunger Momentary Contact/Maintained Contact SPDT circular-10.2 48V 220V 100000Cycles welding mounting，panel mount 14mm(Length)*39.8mm(height) |  | Round Plunger | [8 empty] | - |  | 17.17252.30 EOZ | 100000Cycles |  |  |  |  | - | [8 empty] | 14mm(Length)*39.8mm(height) |  | 220V | 48V | - |  |  | welding mounting, panel mount |  |  | -40℃~85℃ | [5 empty] | circular-10.2 | [9 empty] | SPDT | Momentary Contact/Maintained Contact | [6 empty] | 121 | https://www.unikeyic.com/media/datasheet/5f/40/3568/5f/f88c09dfcb233a5fbd40acfa6400d59f.pdf | https://www.unikeyic.com/products/pushbutton-switches/17-17252-30/29857480.html
171436712505 A | Berker | 1: 56.0181 | 230V 500mA SMD mount 36mm(width)*36mm(height) |  | - | [8 empty] | 500mA |  |  | - |  |  |  |  | - | [8 empty] | 36mm(width)*36mm(height) |  | 230V | - | - |  |  | SMD mount | [8 empty] | - | [9 empty] | - | - | [6 empty] | 11 | https://www.unikeyic.com/media/about_us/Unikey_ISO_9001_Certification.pdf | https://www.unikeyic.com/products/pushbutton-switches/171436712505-a/643996660.html
171436712518 A | Berker | 1: 70.5516 | 230V 500mA SMD mount 36mm(width)*36mm(height) |  | - | [8 empty] | 500mA |  |  | - |  |  |  |  | - | [8 empty] | 36mm(width)*36mm(height) |  | 230V | - | - |  |  | SMD mount | [8 empty] | - | [9 empty] | - | - | [6 empty] | 8 | https://www.unikeyic.com/media/about_us/Unikey_ISO_9001_Certification.pdf | https://www.unikeyic.com/products/pushbutton-switches/171436712518-a/643994023.html
171436712518 D | Berker | 1: 58.4658 | 48V(DC) SMD mount 36mm(width)*36mm(height) |  | - | [8 empty] | - |  |  | - |  |  |  |  | - | [8 empty] | 36mm(width)*36mm(height) |  | - | 48V(DC) | - |  |  | SMD mount | [8 empty] | - | [9 empty] | - | - | [6 empty] | 1 | https://www.unikeyic.com/media/about_us/Unikey_ISO_9001_Certification.pdf | https://www.unikeyic.com/products/pushbutton-switches/171436712518-d/643993926.html
1758168 | RS | 20: 32.4499 100: 29.205 | RS PROPushbutton Switches, panel mount, Latching operation, Panel opening diameter25.2mm, With indicator light, SPST |  | flat | [8 empty] | - |  |  | - |  |  |  |  | white | [10 empty] | 250V, 125V | - | - |  |  | panel mount |  |  | -25℃~85℃ | [5 empty] | 25.2mm | [9 empty] | SPST | - | [6 empty] | 38 | https://www.unikeyic.com/media/about_us/Unikey_ISO_9001_Certification.pdf | https://www.unikeyic.com/products/pushbutton-switches/1758168/8838644.html
1758300 | RS | 20: 8.095 100: 6.8396 | RS PRO Transparent Pushbutton Switch, panel mount, Instantaneous operation, Panel opening diameter22.2mm, With indicator light, SPDT |  | flat | [8 empty] | - |  |  | - |  |  |  |  | white | [10 empty] | 250V | - | - |  |  | welding mounting, panel mount |  |  | -35℃(min) | [5 empty] | 22.2mm | [9 empty] | SPDT | - | [6 empty] | 27 | https://www.unikeyic.com/media/about_us/Unikey_ISO_9001_Certification.pdf | https://www.unikeyic.com/products/pushbutton-switches/1758300/33468194.html
1758349 | RS | 20: 27.5691 100: 24.8122 | RS PRO Pushbutton Switch, Panel Mount, Momentary, 25.2mm Hole, w/ Lamp, SPDT |  | flat | [8 empty] | - |  |  | - |  |  |  |  | green | [10 empty] | 250V | - | - |  |  | welding mounting, panel mount |  |  | -35℃(min) | [5 empty] | 25.2mm | [9 empty] | SPDT | - | [6 empty] | 23 | https://www.unikeyic.com/media/about_us/Unikey_ISO_9001_Certification.pdf | https://www.unikeyic.com/products/pushbutton-switches/1758349/22497650.html
1758438 | RS | 1: 46.1904 | RS PRO Push Button Switch, Panel Mount, Locking, 19.1mm Hole, w/ Lamp, SPDT |  | flat | [8 empty] | - |  |  | - |  |  |  |  | white | [10 empty] | 250V, 125V | - | - |  |  | panel mount |  |  | -25℃~85℃ |  |  |  | SPDT |  | 19.1mm | [9 empty] | SPDT | - | [6 empty] | 42 | https://www.unikeyic.com/media/about_us/Unikey_ISO_9001_Certification.pdf | https://www.unikeyic.com/products/pushbutton-switches/1758438/6064884.html
1758527 | RS | 20: 16.777 100: 14.1748 | RS PRO Silver Pushbutton Switch, Panel Mount, Momentary, 16mm Hole Dia, Pilot Light, SPST |  | circular | [8 empty] | - |  |  | - |  |  |  |  | red | [10 empty] | - | 36V | - |  |  | panel mount |  |  | -20℃~70℃ | [5 empty] | 16mm | [9 empty] | SPST | - | [6 empty] | 61 | https://www.unikeyic.com/media/about_us/Unikey_ISO_9001_Certification.pdf | https://www.unikeyic.com/products/pushbutton-switches/1758527/32577691.html
1758531 | RS | 1: 41.2386 | RS PRO Pushbutton Switch, Panel Mount, Locking, 19.1mm Hole, w/Indicator, SPST |  | flat | [8 empty] | - |  |  | - |  |  |  |  | white | [10 empty] | 250V, 125V | - | - |  |  | panel mount |  |  | -25℃~85℃ | [5 empty] | 19.1mm | [9 empty] | SPST | - | [6 empty] | 47 | https://www.unikeyic.com/media/about_us/Unikey_ISO_9001_Certification.pdf | https://www.unikeyic.com/products/pushbutton-switches/1758531/28194641.html
1758590 | RS | 20: 15.9703 100: 13.4931 | RS PRO Silver Pushbutton Switch, Panel Mount, Momentary, 16mm Hole, w/Indicator, SPST |  | circular | [8 empty] | - |  |  | - |  |  |  |  | yellow | [10 empty] | - | 36V | - |  |  | panel mount |  |  | -20℃~70℃ | [5 empty] | 16mm | [9 empty] | SPST | - | [6 empty] | 21 | https://www.unikeyic.com/media/about_us/Unikey_ISO_9001_Certification.pdf | https://www.unikeyic.com/products/pushbutton-switches/1758590/13250692.html
1758711 | RS | 20: 8.359 100: 7.0625 | RS PROMicro push button switch, Panel opening diameter13.6mm, SPST |  | circular | [8 empty] | - |  |  | - |  |  |  |  | - | [10 empty] | 125 V ac @ 125 mA, 32 V ac @ 400 mA, 50 V dc @ 200 mA | - | - |  |  | PCBinstall, board mount, panel mount |  |  | -30℃~85℃ | [5 empty] | 13.6mm | [9 empty] | SPST | - | [6 empty] | 61 | https://www.unikeyic.com/media/about_us/Unikey_ISO_9001_Certification.pdf | https://www.unikeyic.com/products/pushbutton-switches/1758711/12808213.html
1758725 | RS | 1: 43.4397 | RS PROPushbutton Switches, panel mount, Instantaneous operation, Panel opening diameter22.2mm, No indicator light, SPST |  | flat | [8 empty] | - |  |  | - |  |  |  |  | - | [10 empty] | 250V, 125V | - | - |  |  | panel mount |  |  | -25℃~85℃ | [5 empty] | 22.2mm | [9 empty] | SPST | - | [6 empty] | 44 | https://www.unikeyic.com/media/about_us/Unikey_ISO_9001_Certification.pdf | https://www.unikeyic.com/products/pushbutton-switches/1758725/10087449.html
1758741 | RS | 1: 32.1141 | Panel Mount 250V, 125V |  | - | [8 empty] | - |  |  | - |  |  |  |  | - | [10 empty] | 250V, 125V | - | - |  |  | panel mount | [8 empty] | - | [9 empty] | - | - | [6 empty] | 1 | https://www.unikeyic.com/media/about_us/Unikey_ISO_9001_Certification.pdf | https://www.unikeyic.com/products/pushbutton-switches/1758741/24467174.html
1758789 | RS | 1: 45.5816 | RS PRO Push Button Switch, Panel Mount, Locking, 22.2mm Hole, No Indicator, SPST |  | Flat | [8 empty] | - |  |  | - |  |  |  |  | - | [10 empty] | 250V, 125V | - | - |  |  | panel mount |  |  | -25℃~85℃ | [5 empty] | 22.2mm | [9 empty] | SPST | - | [6 empty] | 6 | https://www.unikeyic.com/media/about_us/Unikey_ISO_9001_Certification.pdf | https://www.unikeyic.com/products/pushbutton-switches/1758789/32693991.html
1758812 | RS | 1: 50.1641 | RS PROPushbutton Switches, panel mount, Latching operation, Panel opening diameter25.2mm, With indicator light, SPST |  | flat | [8 empty] | - |  |  | - |  |  |  |  | white | [10 empty] | 250V, 125V | - | - |  |  | panel mount |  |  | -25℃~85℃ | [5 empty] | 25.2mm | [9 empty] | SPST | - | [6 empty] | 15 | https://www.unikeyic.com/media/about_us/Unikey_ISO_9001_Certification.pdf | https://www.unikeyic.com/products/pushbutton-switches/1758812/26762303.html
1758831 | RS | 1: 40.2604 | RS PROPushbutton Switches, panel mount, Instantaneous operation, Panel opening diameter22.2mm, No indicator light, SPST |  | Flat | [8 empty] | - |  |  | - |  |  |  |  | - | [10 empty] | 250V, 125V | - | - |  |  | panel mount |  |  | -25℃~85℃ | [5 empty] | 22.2mm | [9 empty] | SPST | - | [6 empty] | 36 | https://www.unikeyic.com/media/about_us/Unikey_ISO_9001_Certification.pdf | https://www.unikeyic.com/products/pushbutton-switches/1758831/29368323.html
1759125 | RS | 20: 18.5017 100: 15.6322 | RS PRO Silver Pushbutton Switch, Panel Mount, Momentary, 16mm Hole Dia, Indicator, SPST |  | Round | [8 empty] | - |  |  | - |  |  |  |  | green | [10 empty] | - | 36V | - |  |  | welding mounting, panel mount |  |  | -20℃~70℃ | [5 empty] | 16mm | [9 empty] | SPST | - | [6 empty] | 38 | https://www.unikeyic.com/media/about_us/Unikey_ISO_9001_Certification.pdf | https://www.unikeyic.com/products/pushbutton-switches/1759125/25371589.html
1759181 | RS | 20: 18.3312 100: 15.4881 | RS PRO silver button switch, panel mount, Instantaneous operation, Panel opening diameter16mm, With indicator light, SPST |  | circular | [8 empty] | - |  |  | - |  |  |  |  | red | [10 empty] | - | 36V | - |  |  | welding mounting, panel mount |  |  | -20℃~70℃ | [5 empty] | 16mm | [9 empty] | SPST | - | [6 empty] | 57 | https://www.unikeyic.com/media/about_us/Unikey_ISO_9001_Certification.pdf | https://www.unikeyic.com/products/pushbutton-switches/1759181/18013111.html
1759493 | RS | 1: 11.6557 | RS PRO Silver Pushbutton Switch, Panel Mount, Momentary, 16mm Hole, Indicator, SPST |  | circular | [8 empty] | - |  |  | - |  |  |  |  | Blue | [8 empty] | 8mm(height) |  | - | 36V | - |  |  | welding mounting, panel mount |  |  | -20℃~70℃ | [5 empty] | 16mm | [9 empty] | SPST | - | [6 empty] | 41 | https://www.unikeyic.com/media/about_us/Unikey_ISO_9001_Certification.pdf | https://www.unikeyic.com/products/pushbutton-switches/1759493/24924295.html
1759510 | RS | 1: 25.8987 | RS PRO Pushbutton Switch, Panel Mount, Locking, 16mm Hole, w/ Lamp, SPST |  | circular | [8 empty] | - |  |  | - |  |  |  |  | Blue | [10 empty] | - | 36V | - |  |  | welding mounting, panel mount |  |  | -20℃~70℃ | [5 empty] | 16mm | [9 empty] | SPST | - | [6 empty] | 8 | https://www.unikeyic.com/media/about_us/Unikey_ISO_9001_Certification.pdf | https://www.unikeyic.com/products/pushbutton-switches/1759510/24254669.html
1759512 | RS | 1: 21.4146 | RS PRO Silver Pushbutton Switch, Panel Mount, Momentary, 16mm Hole Dia, Pilot Light, SPST |  | circular | [8 empty] | - |  |  | - |  |  |  |  | red | [10 empty] | - | 36V | - |  |  | panel mount |  |  | -20℃~70℃ | [5 empty] | 16mm | [9 empty] | SPST | - | [6 empty] | 11 | https://www.unikeyic.com/media/about_us/Unikey_ISO_9001_Certification.pdf | https://www.unikeyic.com/products/pushbutton-switches/1759512/4302318.html
1759549 | RS | 1: 23.9276 | RS PRO Silver Pushbutton Switch, Panel Mount, Momentary, 16mm Hole Dia, Pilot Light, SPST |  | Round | [8 empty] | - |  |  | - |  |  |  |  | green | [10 empty] | - | 36V | - |  |  | panel mount |  |  | -20℃~70℃ | [5 empty] | 16mm | [9 empty] | SPST | - | [6 empty] | 9 | https://www.unikeyic.com/media/about_us/Unikey_ISO_9001_Certification.pdf | https://www.unikeyic.com/products/pushbutton-switches/1759549/17399677.html
1759608 | RS | 1: 18.9447 5: 15.5917 | RS PRO Silver Pushbutton Switch, Panel Mount, Momentary, 16mm Hole, Indicator, SPST |  | circular | [8 empty] | - |  |  | - |  |  |  |  | green | [10 empty] | - | 36V | - |  |  | panel mount |  |  | -20℃~70℃ | [5 empty] | 16mm | [9 empty] | SPST | - | [6 empty] | 1 | https://www.unikeyic.com/media/about_us/Unikey_ISO_9001_Certification.pdf | https://www.unikeyic.com/products/pushbutton-switches/1759608/24760462.html
1759628 | RS | 1: 11.8488 | RS PRO Silver Pushbutton Switch, Panel Mount, Momentary, 16mm Hole, Indicator, SPST |  | circular | [8 empty] | - |  |  | - |  |  |  |  | Blue | [10 empty] | - | 36V | - |  |  | welding mounting, panel mount |  |  | -20℃~70℃ | [5 empty] | 16mm | [9 empty] | SPST | - | [6 empty] | 75 | https://www.unikeyic.com/media/about_us/Unikey_ISO_9001_Certification.pdf | https://www.unikeyic.com/products/pushbutton-switches/1759628/16771030.html
1759635 | RS | 1: 28.8683 | RS PRO Silver Pushbutton Switch Panel Mount Momentary 16mm Hole LED Single Pole Single Throw |  | Round | [8 empty] | - |  |  | - |  |  |  |  | - | [10 empty] | - | 36V | - |  |  | panel mount |  |  | -20℃~70℃ | [5 empty] | 16mm | [9 empty] | SPST | - | [6 empty] | 7 | https://www.unikeyic.com/media/about_us/Unikey_ISO_9001_Certification.pdf | https://www.unikeyic.com/products/pushbutton-switches/1759635/8064060.html
1759733 | RS | 1: 23.0163 | RS PRO Pushbutton Switch, Panel Mount, Locking, 16mm Hole, Indicator, SPST |  | - | [8 empty] | - |  |  | - |  |  |  |  | green | [10 empty] | - | 36V | - |  |  | panel mount | [8 empty] | 16mm | [9 empty] | SPST | - | [6 empty] | 11 | https://www.unikeyic.com/media/about_us/Unikey_ISO_9001_Certification.pdf | https://www.unikeyic.com/products/pushbutton-switches/1759733/13282407.html
1759770 | RS | 1: 38.1798 | RS PRO Pushbutton Switch, Panel Mount, Momentary, 22.2mm Hole, No Indicator, DPDT |  | flat | [8 empty] | - |  |  | - |  |  |  |  | - | [10 empty] | 250V | - | - |  |  | welding mounting, panel mount |  |  | -20℃~70℃ | [5 empty] | 22.2mm | [9 empty] | DPDT | - | [6 empty] | 12 | https://www.unikeyic.com/media/about_us/Unikey_ISO_9001_Certification.pdf | https://www.unikeyic.com/products/pushbutton-switches/1759770/25842136.html
180791 | EATON | 10: 7.9895 20: 7.5025 40: 7.0813 |  |  | - | [8 empty] | - |  |  | - |  |  |  |  | - | [10 empty] | - | - | - | [11 empty] | - | [9 empty] | - | - | [6 empty] | 18 | https://www.unikeyic.com/media/about_us/Unikey_ISO_9001_Certification.pdf | https://www.unikeyic.com/products/pushbutton-switches/180791/30307901.html
180798 M22-FLED-R | EATON | 1: 25.396 | Eaton LED block, RMQ Titanseries |  | - | [8 empty] | 15mA |  |  | - |  |  |  |  | red | [10 empty] | - | - | - | [11 empty] | - | [9 empty] | - | - | [6 empty] | 29 | https://www.unikeyic.com/media/about_us/Unikey_ISO_9001_Certification.pdf | https://www.unikeyic.com/products/pushbutton-switches/180798-m22-fled-r/22530097.html
181300 C22-DL-G-K10-24-P5 | EATON | 1: 86.9338 | Eaton green button, panel mount, Panel opening diameter22mm, With indicator light, SPST |  | - | [8 empty] | - |  |  | - |  |  |  |  | - | [10 empty] | 230V | - | - |  |  | panel mount |  |  | -25℃~70℃ |  |  |  | M12A |  | 22mm | [9 empty] | SPST | - | [6 empty] | 1 | https://www.unikeyic.com/media/about_us/Unikey_ISO_9001_Certification.pdf | https://www.unikeyic.com/products/pushbutton-switches/181300-c22-dl-g-k10-24-p5/32233188.html
181625 C22-DL-G-K10-24-P3 | EATON | 1: 109.9111 | Eaton green button, panel mount, Panel opening diameter22mm, With indicator light, SPST |  | - | [8 empty] | - |  |  | - |  |  |  |  | - | [10 empty] | 230V | - | - |  |  | panel mount |  |  | -25℃~70℃ |  |  |  | M12A |  | 22mm | [9 empty] | SPST | - | [6 empty] | 12 | https://www.unikeyic.com/media/about_us/Unikey_ISO_9001_Certification.pdf | https://www.unikeyic.com/products/pushbutton-switches/181625-c22-dl-g-k10-24-p3/26119997.html
181634 C22-D-S-K01-P3 | EATON | 1: 103.7602 | Eaton black button, panel mount, Panel opening diameter22mm, No indicator light, SPST |  | - | [8 empty] | - |  |  | - |  |  |  |  | - | [10 empty] | 230V | - | - |  |  | panel mount |  |  | -25℃~70℃ |  |  |  | M12A |  | 22mm | [9 empty] | SPST | - | [6 empty] | 18 | https://www.unikeyic.com/media/about_us/Unikey_ISO_9001_Certification.pdf | https://www.unikeyic.com/products/pushbutton-switches/181634-c22-d-s-k01-p3/6145472.html
1825099-1 | TE Connectivity | 1,000: 9.5766 | circular，Plunger Off-Mom SPST-NO 20V 20V 100000Cycles Plugins Through hole mounting |  |  |  | No Marking | Round, Plunger | 1825099 | SPST-NO |  | Black |  |  | 0.4VA (AC/DC) |  |  | 100,000 Cycles | - |  |  |  | - | - | - | [10 empty] | - | 1 (Unlimited) |  | Through Hole |  |  |  | -30°C ~ 65°C |  |  | Bulk |  | - |  |  | 1021521 |  |  | TP |  |  |  |  | Off-Mom |  |  | PC Pin | 20 V | 20 V | 100000 | https://www.unikeyic.com/media/datasheet/af/d6/33a7/af/0d7899c89d5e489a8c9ee35b71098704.pdf | https://www.unikeyic.com/products/pushbutton-switches/1825099-1/1300808.html
1825100-1 | TE Connectivity | 5: 23.023 | Round Plunger Off-Mom SPST-NO Switch, 6.35mm Dia, 20V 20V 100k Cycles Panel Mount |  |  |  | No Marking | Round, Plunger | 1825100 | SPST-NO |  | Black |  |  | 0.4VA (AC/DC) |  |  | 100,000 Cycles | - |  |  |  | - | - | - | [10 empty] | - | 1 (Unlimited) |  | Panel Mount, Rear |  |  |  | -30°C ~ 65°C |  |  | Bulk |  | Circular - 6.35mm Dia | [5 empty] | TP |  |  |  |  | Off-Mom |  |  | PC Pin | 20 V | 20 V | 7 | https://www.unikeyic.com/media/datasheet/a8/db/7179/a8db7179ef9b5a63841e1fc58b4cbdc8.pdf | https://www.unikeyic.com/products/pushbutton-switches/1825100-1/644963.html
1825610-1 | TE Connectivity | 25: 4.565 65: 4.488 150: 4.411 250: 4.334 | Switch Access Boot Seal Push Button Switch | [5 empty] | 1825610 |  | Black | [7 empty] | - | MPS, TP, MPA3, MSPM Series |  |  |  |  | Splash Proof | [11 empty] | Not Applicable | [5 empty] | - |  |  | Bulk | [7 empty] | - | [10 empty] | 700 | https://www.unikeyic.com/media/datasheet/19/f0/1c8b/19f01c8b2969d5c6c244f032f6dcffbe.pdf | https://www.unikeyic.com/products/pushbutton-switches/1825610-1/30302527.html
182923 M30C-FD-GR | EATON | 1: 23.1773 | 30.5mm |  | - | [8 empty] | - |  |  | - |  |  |  |  | - | [10 empty] | - | - | - | [11 empty] | 30.5mm | [9 empty] | - | - | [6 empty] | 2 | https://www.unikeyic.com/media/about_us/Unikey_ISO_9001_Certification.pdf | https://www.unikeyic.com/products/pushbutton-switches/182923-m30c-fd-gr/695560435.html
182927 M30C-FDL-G | EATON | 1: 57.021 | Eaton PUSHBUTTON, RMQ Titan series, Instantaneous, Opening diameter30mm |  | - | [8 empty] | - |  |  | - |  |  |  |  | - | [10 empty] | - | - | - | [5 empty] | -25℃~70℃ | [5 empty] | - | [9 empty] | - | - | [6 empty] | 15 | https://www.unikeyic.com/media/about_us/Unikey_ISO_9001_Certification.pdf | https://www.unikeyic.com/products/pushbutton-switches/182927-m30c-fdl-g/6154806.html
1841.1201 | MARQUARDT | 1: 5.6233 | Round SPST-NO 6A snap-in mounting，snap fit，panel mount |  | Round | [8 empty] | 6A |  | 1841.1201 MARQUARDT | - |  |  |  |  | - | [10 empty] | - | - | - |  |  | snap-in mounting, snap fit, panel mount |  |  | -20℃~100℃ | [5 empty] | - | [9 empty] | SPST-NO | - | [6 empty] | 970 | https://www.unikeyic.com/media/datasheet/29/f4/fd8a/48/078cd05f440602ee8135227789a611b8.pdf | https://www.unikeyic.com/products/pushbutton-switches/1841-1201/34006183.html
1844.2332 | MENTOR | 1: 13.1879 |  |  | - | [8 empty] | - |  |  | - |  |  |  |  | - | [10 empty] | - | - | - | [11 empty] | - | [9 empty] | - | - | [6 empty] | 11 | https://www.unikeyic.com/media/about_us/Unikey_ISO_9001_Certification.pdf | https://www.unikeyic.com/products/pushbutton-switches/1844-2332/5663640.html
185176 C22-PVT-K02-P62 | EATON | 1: 94.2643 | 2 NC |  | - | [8 empty] | - |  |  | - |  |  |  |  | - | [10 empty] | - | - | - | [11 empty] | - | [9 empty] | 2 NC | - | [6 empty] | 13 | https://www.unikeyic.com/media/about_us/Unikey_ISO_9001_Certification.pdf | https://www.unikeyic.com/products/pushbutton-switches/185176-c22-pvt-k02-p62/700497712.html
1858231 | RS | 1: 11.2307 50: 7.9338 100: 7.6046 150: 7.4393 | RS PROPushbutton Switches, DPDT |  | Round | [8 empty] | - |  |  | - |  |  |  |  | - | [10 empty] | 250V | - | - | [5 empty] | -35℃~85℃ | [5 empty] | - | [9 empty] | DPDT | - | [6 empty] | 6 | https://www.unikeyic.com/media/about_us/Unikey_ISO_9001_Certification.pdf | https://www.unikeyic.com/products/pushbutton-switches/1858231/9557459.html
1881187 | RS | 1: 9.9222 5: 8.1646 | 110V Blue |  | - | [8 empty] | - |  |  | - |  |  |  |  | Blue | [10 empty] | 110V | - | - | [11 empty] | - | [9 empty] | - | - | [6 empty] | 61 | https://www.unikeyic.com/media/about_us/Unikey_ISO_9001_Certification.pdf | https://www.unikeyic.com/products/pushbutton-switches/1881187/6387932.html
19-139.035 | eao | 50: 19.2111 300: 18.7387 500: 18.4237 | EAO Pushbutton Switches, Instant operation, panel mount, Contact rated current 100 mA @ 50 V AC, SPST (SPST) |  |  |  | No Marking | Round, Button (Not Included) | 19-139 | SPST-NO |  | - |  |  | 100mA (AC) |  |  | - | - |  |  |  | - | - | IP40 | [10 empty] | 2,000,000 Cycles | Not Applicable |  | Panel Mount, Front |  |  |  | -25°C ~ 65°C |  |  | Bulk |  | Circular - 8.00mm Dia | [5 empty] | 19 |  |  |  |  | Off-Mom |  |  | Solder, Quick Connect - 0.079" (2.0mm) | 50 V |  | 94 | https://www.unikeyic.com/media/datasheet/74/98/ce7c/74/0404b4d854041a4a765b0d674eeb9811.pdf | https://www.unikeyic.com/products/pushbutton-switches/19-139-035/34097591.html
19-159.015 | eao | 1: 25.6546 5: 23.9443 10: 23.5167 20: 23.5167 50: 23.5167 | Square Button Momentary Contact SPST circular-8 50V welding mounting，panel mount |  |  |  | No Marking | Square, Button (Not Included) | 19-159 | SPST-NO |  | - |  |  | 800mA (AC) |  |  | - | - |  |  |  | - | - | IP40 | [10 empty] | 2,000,000 Cycles | Not Applicable |  | Panel Mount, Front |  |  |  | -25°C ~ 65°C |  |  | Bulk |  | Circular - 8.00mm Dia | [5 empty] | 19 |  |  |  |  | Off-Mom |  |  | Solder, Quick Connect - 0.079" (2.0mm) | 50 V |  | 13 | https://www.unikeyic.com/media/datasheet/74/98/ce7c/74/0404b4d854041a4a765b0d674eeb9811.pdf | https://www.unikeyic.com/products/pushbutton-switches/19-159-015/5038.html
1977739-1 | TE Connectivity | 25: 20.0902 50: 19.213 100: 18.3729 250: 17.3161 500: 16.5555 | Plunger On-On SPDT circular-6.4 125V 25000Cycles SPDT welding mounting，panel mount 32.9mm(height) |  |  |  | No Marking | Plunger for Cap | 1977739 | SPDT |  | - |  |  | 3A (AC) |  |  | 25,000 Cycles | Tactile/Audible Feedback |  |  |  | - | - | - | [10 empty] | - | 1 (Unlimited) |  | Panel Mount, Rear |  |  |  | -20°C ~ 80°C |  |  | Bulk |  | - |  |  | 2799059 |  |  | Blue |  |  |  |  | On-On |  |  | Solder Lug | 125 V |  | 161 | https://www.unikeyic.com/media/datasheet/48/4d/9d48/484d9d484c3a9d1f959ec66e1b3bfef9.pdf | https://www.unikeyic.com/products/pushbutton-switches/1977739-1/34049439.html
1977739-2 | TE Connectivity | 10: 12.067 25: 12.067 50: 11.792 100: 11.528 250: 11.275 1,000: 8.855 | TE ConnectivityMicro push button switch, panel mount, Instantaneous operation, Panel opening diameter5.9mm, No indicator light, SPDT |  | Cap Hat | [8 empty] | - |  | 1977739-2 TE Connectivity | - |  |  |  |  | - | [10 empty] | - | - | - |  |  | panel mount |  |  | -20℃~80℃ |  |  |  | SPDT |  | 5.9mm | [5 empty] | bulk |  |  |  | SPDT | - | [6 empty] | 223 | https://www.unikeyic.com/media/datasheet/dc/f6/61e6/dcf661e63aecae4af31cc5229377fc81.pdf | https://www.unikeyic.com/products/pushbutton-switches/1977739-2/29814608.html
1PB42 | Honeywell | 1: 213.378 2: 209.429 3: 205.469 | Round Button On-Mom SPDT 30V 250V 50000Cycles 5A SPDT welding mounting，panel mount 22.4mm(Length)*34.3mm(height) |  |  |  | No Marking | Round, Button |  | SPDT |  | Black |  |  | 5A (AC/DC) |  |  | - | - |  |  |  | - | - | - | [10 empty] | - | 1 (Unlimited) |  | Panel Mount, Front |  |  |  | - |  |  | Bulk |  | - | [5 empty] | PB |  |  |  |  | On-Mom |  |  | Solder Lug | 250 V | 30 V | 3 | https://www.unikeyic.com/media/datasheet/2f/3b/7fec/2f/c69795b58330ea3b32a2dcbd5f3c9636.pdf | https://www.unikeyic.com/products/pushbutton-switches/1pb42/29515168.html
1SAM201903R1001 | ABB | 1: 8.5182 3: 8.3871 6: 8.2561 | No/NC 400V |  | - | [8 empty] | - |  | 1SAM201903R1001 ABB | - |  |  |  |  | - | [10 empty] | 400V | - | - | [11 empty] | - | [9 empty] | NO/NC | - | [6 empty] | 2 | https://www.unikeyic.com/media/datasheet/93/83/0897/93/6960e5351db28e26ecb5b0e14c602359.pdf | https://www.unikeyic.com/products/pushbutton-switches/1sam201903r1001/30048813.html
1SFA611100R3004 MP1-30L | ABB | 1: 10.5535 | ABB Mushroom Head Pushbutton, Modular Series, Momentary, 22mm Hole Diameter |  | - | [8 empty] | - |  |  | - |  |  |  |  | - | [10 empty] | - | - | - | [11 empty] | - | [9 empty] | - | - | [6 empty] | 8 | https://www.unikeyic.com/media/about_us/Unikey_ISO_9001_Certification.pdf | https://www.unikeyic.com/products/pushbutton-switches/1sfa611100r3004-mp1-30l/3449065.html
1SFA611100R3102 MP1-31G | ABB | 1: 10.413 | ABB Mushroom button, Modular series, Instantaneous, Opening diameter22mm |  | - | [8 empty] | - |  |  | - |  |  |  |  | - | [10 empty] | - | - | - | [11 empty] | - | [9 empty] | - | - | [6 empty] | 38 | https://www.unikeyic.com/media/about_us/Unikey_ISO_9001_Certification.pdf | https://www.unikeyic.com/products/pushbutton-switches/1sfa611100r3102-mp1-31g/19484869.html
1SFA611101R1001 | ABB | 5: 2.436 25: 2.3985 50: 2.3423 500: 2.2861 | Order Number: Product Model:MP2-10R |  | - | [8 empty] | - |  |  | - |  |  |  |  | - | [10 empty] | - | - | - | [5 empty] | -25℃~70℃ | [5 empty] | - | [9 empty] | - | - | [6 empty] | 500 | https://www.unikeyic.com/media/about_us/Unikey_ISO_9001_Certification.pdf | https://www.unikeyic.com/products/pushbutton-switches/1sfa611101r1001/29557478.html
1SFA611102R1001 | ABB | 1: 8.8876 5: 8.5321 10: 7.9633 20: 7.9633 | ACTUATOR, PUSHBUTTON SWITCH, RED; For Use With:ABB CP3 & CP4 Series Non-Illuminated Extended Pushbutton Switches; IP / NEMA Rating:IP66; Product Range:MP Series; SVHC:No SVHC (15-Jan-2018) |  | - | [8 empty] | - |  |  | - |  |  |  |  | - | [10 empty] | - | - | - | [5 empty] | -25℃~70℃ | [5 empty] | - | [9 empty] | - | - | [6 empty] | 19 | https://www.unikeyic.com/media/about_us/Unikey_ISO_9001_Certification.pdf | https://www.unikeyic.com/products/pushbutton-switches/1sfa611102r1001/30193272.html
1SFA611102R1104 | ABB | 5: 1.9901 25: 1.9595 50: 1.9135 500: 1.8676 | Order Number: Product Model:MP3-11L |  | - | [8 empty] | - |  |  | - |  |  |  |  | - | [10 empty] | - | - | - | [5 empty] | -25℃~70℃ | [5 empty] | - | [9 empty] | - | - | [6 empty] | 500 | https://www.unikeyic.com/media/about_us/Unikey_ISO_9001_Certification.pdf | https://www.unikeyic.com/products/pushbutton-switches/1sfa611102r1104/30292657.html
1SFA611103R1103 | ABB | 5: 2.7757 25: 2.733 50: 2.6689 500: 2.6049 | Order Number: Product Model:MP4-11Y |  | - | [8 empty] | - |  |  | - |  |  |  |  | - | [10 empty] | - | - | - | [5 empty] | -25℃~70℃ | [5 empty] | - | [9 empty] | - | - | [6 empty] | 500 | https://www.unikeyic.com/media/about_us/Unikey_ISO_9001_Certification.pdf | https://www.unikeyic.com/products/pushbutton-switches/1sfa611103r1103/30535099.html
1SFA611130R1106 | ABB | 1: 21.4176 5: 19.9898 10: 19.6328 20: 19.6328 50: 19.6328 | ACTUATOR, PUSHBUTTON SWITCH, BLK; For Use With:ABB Double Pushbutton Switches; IP / NEMA Rating:IP66; Product Range:MPD Series; SVHC:No SVHC (15-Jan-2018) |  | - | [8 empty] | - |  |  | - |  |  |  |  | - | [10 empty] | - | - | - | [5 empty] | -25℃~70℃ | [5 empty] | - | [9 empty] | - | - | [6 empty] | 9 | https://www.unikeyic.com/media/about_us/Unikey_ISO_9001_Certification.pdf | https://www.unikeyic.com/products/pushbutton-switches/1sfa611130r1106/29548309.html
1SFA611601R1100 | ABB | 1: 2.5958 5: 2.4997 10: 2.4612 | 10057242 |  | - | [8 empty] | - |  |  | - |  |  |  |  | - | [10 empty] | - | - | - |  |  | Bracket mounting | [8 empty] | - | [9 empty] | - | - | [6 empty] | 6 | https://www.unikeyic.com/media/about_us/Unikey_ISO_9001_Certification.pdf | https://www.unikeyic.com/products/pushbutton-switches/1sfa611601r1100/182777.html
1SFA611610R1001 | ABB | 1: 1.3931 10: 1.3415 30: 1.3209 | 1 No Fixed mounting |  | - | [8 empty] | - |  |  | - |  |  |  |  | - | [10 empty] | - | - | - |  |  | Fixed mounting | [8 empty] | - | [9 empty] | 1 No | - | [6 empty] | 611 | https://www.unikeyic.com/media/about_us/Unikey_ISO_9001_Certification.pdf | https://www.unikeyic.com/products/pushbutton-switches/1sfa611610r1001/29648290.html
1SFA611610R1011 MCB-11 | ABB | 1: 22.571 | ABB Button contacts, ABB Modularseries, 1 No + 1 Normally closed contact |  | - | [8 empty] | - |  |  | - |  |  |  |  | - | [10 empty] | - | - | - | [11 empty] | - | [9 empty] | 1 No + 1 NC | - | [6 empty] | 21 | https://www.unikeyic.com/media/about_us/Unikey_ISO_9001_Certification.pdf | https://www.unikeyic.com/products/pushbutton-switches/1sfa611610r1011-mcb-11/11458147.html
1SFA611610R1020 | ABB | 1: 2.666 5: 2.5672 10: 2.5277 | 2 NC Fixed mounting |  | - | [8 empty] | - |  |  | - |  |  |  |  | - | [10 empty] | - | - | - |  |  | Fixed mounting | [8 empty] | - | [9 empty] | 2 NC | - | [6 empty] | 5 | https://www.unikeyic.com/media/about_us/Unikey_ISO_9001_Certification.pdf | https://www.unikeyic.com/products/pushbutton-switches/1sfa611610r1020/1041663.html
1SFA611610R1120 MCB-02G | ABB | 1: 75.2687 | ABB Button contacts, MCBseries, 1COcontact, 690V |  | - | [8 empty] | - |  |  | - |  |  |  |  | - | [10 empty] | - | - | - |  |  | threaded mounting | [8 empty] | - | [9 empty] | 1CO | - | [6 empty] | 1 | https://www.unikeyic.com/media/about_us/Unikey_ISO_9001_Certification.pdf | https://www.unikeyic.com/products/pushbutton-switches/1sfa611610r1120-mcb-02g/31406265.html
1SFA611621R1045 | ABB | 1: 18.5998 5: 16.6654 10: 16.6654 | white front mount |  | - | [8 empty] | - |  |  | - |  |  |  |  | white | [10 empty] | - | - | - |  |  | front mount | [8 empty] | - | [9 empty] | - | - | [6 empty] | 19 | https://www.unikeyic.com/media/about_us/Unikey_ISO_9001_Certification.pdf | https://www.unikeyic.com/products/pushbutton-switches/1sfa611621r1045/29901801.html
1SFA611621R1074 MLBL-07L | ABB | 1: 20.4363 | ABB LED block, MLBLseries, 230V |  | - | [8 empty] | - |  |  | - |  |  |  |  | Blue | [10 empty] | - | - | - |  |  | threaded mounting | [8 empty] | - | [9 empty] | - | - | [6 empty] | 1 | https://www.unikeyic.com/media/about_us/Unikey_ISO_9001_Certification.pdf | https://www.unikeyic.com/products/pushbutton-switches/1sfa611621r1074-mlbl-07l/8421299.html
1SFA611821R1000 MEPY1-0 | ABB | 1: 29.7814 | ABB Plastic Pushbutton Box, ABB Modularseries, 1opening, IP66 |  | - | [8 empty] | - |  |  | - |  |  |  |  | - | [8 empty] | 101mm*74.4mm*60.5mm |  | - | - | - | [5 empty] | 70℃(max) | [5 empty] | - | [9 empty] | - | - | [6 empty] | 804 | https://www.unikeyic.com/media/about_us/Unikey_ISO_9001_Certification.pdf | https://www.unikeyic.com/products/pushbutton-switches/1sfa611821r1000-mepy1-0/24755485.html
1SFA611920R8130 | ABB | 5: 3.2988 25: 3.248 50: 3.1719 500: 3.0958 | Order Number: Product Model:MA1-8130 |  | - | [8 empty] | - |  |  | - |  |  |  |  | - | [10 empty] | - | - | - | [11 empty] | - | [9 empty] | - | - | [6 empty] | 500 | https://www.unikeyic.com/media/about_us/Unikey_ISO_9001_Certification.pdf | https://www.unikeyic.com/products/pushbutton-switches/1sfa611920r8130/29568579.html
1SFA611930R1026 MA6-1026 | ABB | 1: 31.1069 | ABB button sign, MA6series, button sign, Used forMEP1 ， MEP2 ， MEP3 ， MEP4 ， MEP6 ， MEPY1 |  | - | [8 empty] | - |  |  | - |  |  |  |  | - | [10 empty] | - | - | - |  |  | snap fit | [8 empty] | - | [9 empty] | - | - | [6 empty] | 10 | https://www.unikeyic.com/media/about_us/Unikey_ISO_9001_Certification.pdf | https://www.unikeyic.com/products/pushbutton-switches/1sfa611930r1026-ma6-1026/24002042.html
1SFA619100R1012 | ABB | 1: 1.7319 10: 1.6677 30: 1.6421 | no 240V panel mount |  | - | [8 empty] | - |  | 1SFA619100R1012 ABB | - |  |  |  |  | - | [10 empty] | 240V | - | - |  |  | panel mount |  |  | 70℃(max) | [5 empty] | - | [9 empty] | no | - | [6 empty] | 2215 | https://www.unikeyic.com/media/datasheet/ea/fc/52d4/ea/d85012010be57c8907846226fbe06c77.pdf | https://www.unikeyic.com/products/pushbutton-switches/1sfa619100r1012/29808774.html
1SFA619100R1015 | ABB | 1: 1.7319 10: 1.6677 30: 1.6421 | no 240V panel mount |  | - | [8 empty] | - |  | 1SFA619100R1015 ABB | - |  |  |  |  | - | [10 empty] | 240V | - | - |  |  | panel mount |  |  | 70℃(max) | [5 empty] | - | [9 empty] | no | - | [6 empty] | 5 | https://www.unikeyic.com/media/datasheet/ea/fc/52d4/ea/d85012010be57c8907846226fbe06c77.pdf | https://www.unikeyic.com/products/pushbutton-switches/1sfa619100r1015/33975275.html
1SFA619100R1074 | ABB | 1: 2.251 5: 2.1677 10: 2.1343 | NO/NC threaded mounting，panel mount |  | - | [8 empty] | - |  | 1SFA619100R1074 ABB | - |  |  |  |  | - | [10 empty] | - | - | - |  |  | threaded mounting, panel mount | [8 empty] | - | [9 empty] | NO/NC | - | [6 empty] | 4 | https://www.unikeyic.com/media/datasheet/ea/fc/52d4/ea/d85012010be57c8907846226fbe06c77.pdf | https://www.unikeyic.com/products/pushbutton-switches/1sfa619100r1074/33961241.html
1SFA619100R1076 | ABB | 5: 2.1677 25: 2.1343 50: 2.0843 500: 2.0343 | NC + NO |  | - | [8 empty] | - |  |  | - |  |  |  |  | - | [10 empty] | - | - | - | [11 empty] | - | [9 empty] | NC + NO | - | [6 empty] | 500 | https://www.unikeyic.com/media/about_us/Unikey_ISO_9001_Certification.pdf | https://www.unikeyic.com/products/pushbutton-switches/1sfa619100r1076/30685674.html
1SFA619100R3016 | ABB | 5: 2.3298 25: 2.294 50: 2.2402 500: 2.1864 | NO |  | - | [8 empty] | - |  |  | - |  |  |  |  | - | [10 empty] | - | - | - | [11 empty] | - | [9 empty] | NO | - | [6 empty] | 500 | https://www.unikeyic.com/media/about_us/Unikey_ISO_9001_Certification.pdf | https://www.unikeyic.com/products/pushbutton-switches/1sfa619100r3016/33802935.html
1SFA619101R1012 CP2-10G-10 | ABB | 1: 18.3236 6: 18.0668 | ABB green button, panel mount, Panel opening diameter22мм, No indicator light, SPST |  | circular | [8 empty] | - |  |  | - |  |  |  |  | - | [8 empty] | 55mm(Length)*30mm(height) |  | 240V | - | - |  |  | threaded mounting, panel mount |  |  | -25℃~70℃ | [5 empty] | 22mm | [9 empty] | SPST | - | [6 empty] | 2 | https://www.unikeyic.com/media/about_us/Unikey_ISO_9001_Certification.pdf | https://www.unikeyic.com/products/pushbutton-switches/1sfa619101r1012-cp2-10g-10/32862859.html
1SFA619101R1022 CP2-10G-20 | ABB | 1: 23.5215 | ABB green button, panel mount, Panel opening diameter22mm, No indicator light, 2No |  | circular | [8 empty] | - |  |  | - |  |  |  |  | - | [10 empty] | 240V | - | - |  |  | threaded mounting, panel mount |  |  | -25℃~70℃ | [5 empty] | 22mm | [9 empty] | DPST | - | [6 empty] | 1 | https://www.unikeyic.com/media/about_us/Unikey_ISO_9001_Certification.pdf | https://www.unikeyic.com/products/pushbutton-switches/1sfa619101r1022-cp2-10g-20/26579490.html
1SFA619105R1022 | ABB | 5: 3.5323 25: 3.478 50: 3.3965 500: 3.315 | 240V wire mounting，panel mount |  | - | [8 empty] | - |  | 1SFA619105R1022 ABB | - |  |  |  |  | - | [10 empty] | 240V | - | - |  |  | wire mounting, panel mount |  |  | -25℃~70℃ | [5 empty] | - | [9 empty] | - | - | [6 empty] | 500 | https://www.unikeyic.com/media/datasheet/25/43/a0fd/25/f880c501375d0aeb467422c0560bbd5e.pdf | https://www.unikeyic.com/products/pushbutton-switches/1sfa619105r1022/14819.html
1SFA619105R1051 CP6-10R-02 | ABB | 1: 59.8188 | ABB red button, panel mount, Panel opening diameter22mm, No indicator light |  | - | [8 empty] | - |  |  | - |  |  |  |  | - | [10 empty] | 240V | - | - |  |  | wire mounting, panel mount |  |  | -25℃~70℃ | [5 empty] | 22mm | [9 empty] | - | - | [6 empty] | 1 | https://www.unikeyic.com/media/about_us/Unikey_ISO_9001_Certification.pdf | https://www.unikeyic.com/products/pushbutton-switches/1sfa619105r1051-cp6-10r-02/28218123.html
1SFA619105R1072 | ABB | 5: 3.0228 25: 2.9763 50: 2.9065 500: 2.8367 | 240V wire mounting，panel mount |  | - | [8 empty] | - |  | 1SFA619105R1072 ABB | - |  |  |  |  | - | [10 empty] | 240V | - | - |  |  | wire mounting, panel mount |  |  | -25℃~70℃ | [5 empty] | - | [9 empty] | - | - | [6 empty] | 500 | https://www.unikeyic.com/media/datasheet/25/43/a0fd/25/f880c501375d0aeb467422c0560bbd5e.pdf | https://www.unikeyic.com/products/pushbutton-switches/1sfa619105r1072/597382.html
1SFA619550R1071 | ABB | 1: 29.6804 5: 29.6804 10: 29.1504 20: 29.1504 | DPST Panel Mount |  | - | [8 empty] | - |  | 1SFA619550R1071 ABB | - |  |  |  |  | - | [10 empty] | - | - | - |  |  | panel mount | [8 empty] | - | [9 empty] | - | DPST | [6 empty] | 38 | https://www.unikeyic.com/media/datasheet/fa/b3/a405/fa/9ca9e2370feeb7c4a5c7357a7c5117d7.pdf | https://www.unikeyic.com/products/pushbutton-switches/1sfa619550r1071/33830679.html
1SFA619552R1071 - CE4K1-10R-11 | ABB | 1: 57.5479 | ABB emergency button, 1SFAseries, Opening diameter22.5mm, panel, Single Pole Double Throw Contact |  | - | [8 empty] | - |  | 1SFA619552R1071 - CE4K1-10R-11 ABB | - |  |  |  |  | - | [8 empty] | 42mm(height) |  | - | - | - |  |  | panel mount | [8 empty] | - | [9 empty] | SPDT | DPST | [6 empty] | 20 | https://www.unikeyic.com/media/datasheet/f1/f1/0d44/f1/3681064824faff5f2c4555e8e86e93ff.pdf | https://www.unikeyic.com/products/pushbutton-switches/1sfa619552r1071-ce4k1-10r-11/30692737.html
1TVC211000P3111 | ABB | 1: 100.819 | ABB 1TVC211000P3111 Button switch control box |  | - | [8 empty] | - |  |  | - |  |  |  |  | - | [8 empty] | 75mm*141mm*79mm |  | - | - | - | [11 empty] | - | [9 empty] | - | - | [6 empty] | 23 | https://www.unikeyic.com/media/about_us/Unikey_ISO_9001_Certification.pdf | https://www.unikeyic.com/products/pushbutton-switches/1tvc211000p3111/28733805.html
2-2213764-6 | TE Connectivity | 100: 15.7079 |  |  | - | [8 empty] | - |  | 2-2213764-6 TE Connectivity | - |  |  |  |  | - | [10 empty] | - | - | - | [9 empty] | SPDT |  | - | [9 empty] | - | - | [6 empty] | 10000 | https://www.unikeyic.com/media/datasheet/49/29/f410/49/0f963d3ff69a7d5e22e39dbc282a3664.pdf | https://www.unikeyic.com/products/pushbutton-switches/2-2213764-6/25629374.html
2-2213766-0 | TE Connectivity | 100: 17.3688 |  |  | - | [8 empty] | - |  | 2-2213766-0 TE Connectivity | - |  |  |  |  | - | [10 empty] | - | - | - | [9 empty] | SPDT |  | - | [9 empty] | - | - | [6 empty] | 10000 | https://www.unikeyic.com/media/datasheet/b0/4c/8c0f/b0/d24a372cc7a456ce7fe61b0f49fdc96a.pdf | https://www.unikeyic.com/products/pushbutton-switches/2-2213766-0/22018448.html
2-2213766-8 | TE Connectivity | 100: 16.5383 | [34 empty] | Not Applicable | [8 empty] | Box | [7 empty] | * | [10 empty] | 10000 | https://www.unikeyic.com/media/datasheet/1e/f2/ade1/1ef2ade1c3f6c9329b36531340c78969.pdf | https://www.unikeyic.com/products/pushbutton-switches/2-2213766-8/32201524.html
2-2213767-1 | TE Connectivity | 100: 15.7079 |  |  | - | [8 empty] | - |  | 2-2213767-1 TE Connectivity | - |  |  |  |  | - | [10 empty] | - | - | - | [9 empty] | SPDT |  | - | [9 empty] | - | - | [6 empty] | 10000 | https://www.unikeyic.com/media/datasheet/5f/26/ed99/5f/35cdd5b699edda73a8f05aea8f0a61d9.pdf | https://www.unikeyic.com/products/pushbutton-switches/2-2213767-1/30359085.html
2-2213767-2 | TE Connectivity | 100: 16.5383 |  |  | - | [8 empty] | - |  | 2-2213767-2 TE Connectivity | - |  |  |  |  | - | [10 empty] | - | - | - | [9 empty] | SPDT |  | - | [9 empty] | - | - | [6 empty] | 10000 | https://www.unikeyic.com/media/datasheet/5f/26/ed99/5f/35cdd5b699edda73a8f05aea8f0a61d9.pdf | https://www.unikeyic.com/products/pushbutton-switches/2-2213767-2/9716832.html
2-2213772-9 | TE Connectivity | 8: 13.981 20: 13.728 40: 13.464 79: 13.211 | Pushbutton Switch SPDT On-off 5A Wire Terminal Pa |  | - | [8 empty] | - |  | 2-2213772-9 TE Connectivity | - |  |  |  |  | - | [10 empty] | - | - | - | [9 empty] | SPDT |  | - | [9 empty] | - | - | [6 empty] | 79 | https://www.unikeyic.com/media/datasheet/26/31/24f3/26/e61edefef9775ce2611f4585f99edbc1.pdf | https://www.unikeyic.com/products/pushbutton-switches/2-2213772-9/19821380.html
2-2329328-2 | TE Connectivity | 100: 5.0888 |  |  | - | [8 empty] | - |  | 2-2329328-2 TE Connectivity | - |  |  |  |  | - | [10 empty] | - | - | - | [11 empty] | - | [9 empty] | - | - | [6 empty] | 10000 | https://www.unikeyic.com/media/datasheet/aa/29/0e70/aa/5fc3725fcc633248f6edcccc699c9ea2.pdf | https://www.unikeyic.com/products/pushbutton-switches/2-2329328-2/14940140.html
2-2329360-3 | TE Connectivity | 100: 5.0888 |  |  | - | [8 empty] | - |  | 2-2329360-3 TE Connectivity | - |  |  |  |  | - | [10 empty] | - | - | - | [11 empty] | - | [9 empty] | - | - | [6 empty] | 10000 | https://www.unikeyic.com/media/datasheet/aa/29/0e70/aa/5fc3725fcc633248f6edcccc699c9ea2.pdf | https://www.unikeyic.com/products/pushbutton-switches/2-2329360-3/24763373.html
2-2329383-5 | TE Connectivity | 100: 5.0888 |  |  | - | [8 empty] | - |  | 2-2329383-5 TE Connectivity | - |  |  |  |  | - | [10 empty] | - | - | - | [11 empty] | - | [9 empty] | - | - | [6 empty] | 10000 | https://www.unikeyic.com/media/datasheet/aa/29/0e70/aa/5fc3725fcc633248f6edcccc699c9ea2.pdf | https://www.unikeyic.com/products/pushbutton-switches/2-2329383-5/5215263.html
2-2329388-5 | TE Connectivity | 25: 6.4908 50: 6.48 100: 6.174 250: 5.922 500: 5.901 1,000: 5.4705 2,500: 5.0085 5,000: 4.641 |  |  | - | [8 empty] | - |  | 2-2329388-5 TE Connectivity | - |  |  |  |  | - | [10 empty] | - | - | - | [11 empty] | - | [9 empty] | - | - | [6 empty] | 100 | https://www.unikeyic.com/media/datasheet/aa/29/0e70/aa/5fc3725fcc633248f6edcccc699c9ea2.pdf | https://www.unikeyic.com/products/pushbutton-switches/2-2329388-5/14563.html
2-2364570-3 | TE Connectivity | 10: 16.137 20: 15.84 40: 15.543 70: 15.246 | Pushbutton Switch SPDT 16A Solder Terminal Panel |  | - | [8 empty] | - |  | 2-2364570-3 TE Connectivity | - |  |  |  |  | - | [10 empty] | - | - | - | [9 empty] | SPDT |  | - | [9 empty] | - | - | [6 empty] | 80 | https://www.unikeyic.com/media/datasheet/98/fb/4678/98fb467821ba4ad2badf950496f4bf40.pdf | https://www.unikeyic.com/products/pushbutton-switches/2-2364570-3/20859148.html
2-2364570-4 | TE Connectivity | 100: 19.4361 |  |  | - | [8 empty] | - |  |  | - |  |  |  |  | - | [10 empty] | - | - | - | [9 empty] | SPDT |  | - | [9 empty] | - | - | [6 empty] | 10000 | https://www.unikeyic.com/media/about_us/Unikey_ISO_9001_Certification.pdf | https://www.unikeyic.com/products/pushbutton-switches/2-2364570-4/28875636.html
2-2364574-2 | TE Connectivity | 10: 17.754 20: 17.424 40: 17.094 70: 16.764 | Pushbutton Switch SPDT On-on 16A Solder Terminal |  | - | [8 empty] | - |  | 2-2364574-2 TE Connectivity | - |  |  |  |  | - | [10 empty] | - | - | - | [9 empty] | SPDT |  | - | [9 empty] | - | - | [6 empty] | 80 | https://www.unikeyic.com/media/datasheet/98/fb/4678/98fb467821ba4ad2badf950496f4bf40.pdf | https://www.unikeyic.com/products/pushbutton-switches/2-2364574-2/10809784.html
2-2364574-3 | TE Connectivity | 10: 17.754 20: 17.424 40: 17.094 70: 16.764 | Pushbutton Switch SPDT 16A Solder Terminal Panel |  | - | [8 empty] | - |  | 2-2364574-3 TE Connectivity | - |  |  |  |  | - | [10 empty] | - | - | - | [9 empty] | SPDT |  | - | [9 empty] | - | - | [6 empty] | 80 | https://www.unikeyic.com/media/datasheet/98/fb/4678/98fb467821ba4ad2badf950496f4bf40.pdf | https://www.unikeyic.com/products/pushbutton-switches/2-2364574-3/8987160.html
2-2364574-6 | TE Connectivity | 10: 17.754 20: 17.424 40: 17.094 70: 16.764 | Pushbutton Switch SPDT On-on 16A Solder Terminal |  | - | [8 empty] | - |  |  | - |  |  |  |  | - | [10 empty] | - | - | - | [9 empty] | SPDT |  | - | [9 empty] | - | - | [6 empty] | 80 | https://www.unikeyic.com/media/about_us/Unikey_ISO_9001_Certification.pdf | https://www.unikeyic.com/products/pushbutton-switches/2-2364574-6/17374209.html
2-2364686-3 | TE Connectivity | 100: 21.9097 |  |  | - | [8 empty] | - |  | 2-2364686-3 TE Connectivity | - |  |  |  |  | - | [10 empty] | - | - | - | [9 empty] | SPDT |  | - | [9 empty] | - | - | [6 empty] | 10000 | https://www.unikeyic.com/media/datasheet/98/fb/4678/98fb467821ba4ad2badf950496f4bf40.pdf | https://www.unikeyic.com/products/pushbutton-switches/2-2364686-3/10696173.html
2-2364687-2 | TE Connectivity | 10: 22.319 20: 21.901 30: 21.494 50: 21.076 | Pushbutton Switch SPDT On-on 26A Solder Terminal |  | - | [8 empty] | - |  | 2-2364687-2 TE Connectivity | - |  |  |  |  | - | [10 empty] | - | - | - | [9 empty] | SPDT |  | - | [9 empty] | - | - | [6 empty] | 80 | https://www.unikeyic.com/media/datasheet/98/fb/4678/98fb467821ba4ad2badf950496f4bf40.pdf | https://www.unikeyic.com/products/pushbutton-switches/2-2364687-2/28226370.html
2-2364687-7 | TE Connectivity | 10: 21.681 20: 21.274 30: 20.878 60: 20.471 | Pushbutton Switch SPDT 26A Solder Terminal Panel |  | - | [8 empty] | - |  | 2-2364687-7 TE Connectivity | - |  |  |  |  | - | [10 empty] | - | - | - | [9 empty] | SPDT |  | - | [9 empty] | - | - | [6 empty] | 70 | https://www.unikeyic.com/media/datasheet/98/fb/4678/98fb467821ba4ad2badf950496f4bf40.pdf | https://www.unikeyic.com/products/pushbutton-switches/2-2364687-7/9037343.html
2-2364688-0 | TE Connectivity | 10: 18.216 20: 17.886 40: 17.545 70: 17.204 | Pushbutton Switch SPDT On-on 16A Solder Terminal |  | - | [8 empty] | - |  | 2-2364688-0 TE Connectivity | - |  |  |  |  | - | [10 empty] | - | - | - | [9 empty] | SPDT |  | - | [9 empty] | - | - | [6 empty] | 70 | https://www.unikeyic.com/media/datasheet/98/fb/4678/98fb467821ba4ad2badf950496f4bf40.pdf | https://www.unikeyic.com/products/pushbutton-switches/2-2364688-0/21055490.html
2-2364688-3 | TE Connectivity | 10: 20.042 20: 19.668 30: 19.294 60: 18.931 | Pushbutton Switch SPDT 16A Solder Terminal Panel |  | - | [8 empty] | - |  | 2-2364688-3 TE Connectivity | - |  |  |  |  | - | [10 empty] | - | - | - | [9 empty] | SPDT |  | - | [9 empty] | - | - | [6 empty] | 80 | https://www.unikeyic.com/media/datasheet/98/fb/4678/98fb467821ba4ad2badf950496f4bf40.pdf | https://www.unikeyic.com/products/pushbutton-switches/2-2364688-3/4951670.html
2-2364700-1 | TE Connectivity | 10: 20.372 20: 19.987 30: 19.613 60: 19.239 | Pushbutton Switch SPDT 16A Solder Terminal Panel |  | - | [8 empty] | - |  | 2-2364700-1 TE Connectivity | - |  |  |  |  | - | [10 empty] | - | - | - | [9 empty] | SPDT |  | - | [9 empty] | - | - | [6 empty] | 80 | https://www.unikeyic.com/media/datasheet/98/fb/4678/98fb467821ba4ad2badf950496f4bf40.pdf | https://www.unikeyic.com/products/pushbutton-switches/2-2364700-1/21744636.html
2-2364701-3 | TE Connectivity | 5: 26.015 11: 25.564 22: 25.113 43: 24.662 | Pushbutton Switch SPDT 26A Solder Terminal Panel |  | - | [8 empty] | - |  | 2-2364701-3 TE Connectivity | - |  |  |  |  | - | [10 empty] | - | - | - | [9 empty] | SPDT |  | - | [9 empty] | - | - | [6 empty] | 80 | https://www.unikeyic.com/media/datasheet/98/fb/4678/98fb467821ba4ad2badf950496f4bf40.pdf | https://www.unikeyic.com/products/pushbutton-switches/2-2364701-3/31499850.html
2-2381880-6 | TE Connectivity | 4: 35.871 8: 35.211 16: 34.551 31: 33.88 | Emergency Stop Switches / E-Stop Switches PBES16 28 LED 12-24V AC/DC/11mA 1NC 1NO |  | - | [8 empty] | - |  |  | - |  |  |  |  | - | [10 empty] | - | - | - | [11 empty] | - | [9 empty] | - | - | [6 empty] | 38 | https://www.unikeyic.com/media/about_us/Unikey_ISO_9001_Certification.pdf | https://www.unikeyic.com/products/pushbutton-switches/2-2381880-6/31880513.html
2-329389-1 | TE Connectivity | 100: 7.0853 | TERMINAL,PIDG 12-10 10 |  | - | [8 empty] | - |  | 2-329389-1 TE Connectivity | - |  |  |  |  | - | [10 empty] | - | - | - | [11 empty] | - | [9 empty] | - | - | [6 empty] | 10000 | https://www.unikeyic.com/media/datasheet/aa/29/0e70/aa/5fc3725fcc633248f6edcccc699c9ea2.pdf | https://www.unikeyic.com/products/pushbutton-switches/2-329389-1/31659800.html
2099082 | RS | 1: 5.9448 50: 4.5647 100: 4.1117 250: 4.027 1,250: 3.314 | RS PRO blue button switch, panel mount, shut-(open)operate, Panel opening diameter13.6mm, SPST |  | round cover | [8 empty] | - |  |  | - |  |  |  |  | Blue | [10 empty] | 50V dc / 125V ac | - | - |  |  | panel mount |  |  | -35℃~85℃ | [5 empty] | 13.6mm | [9 empty] | SPST | - | [6 empty] | 27 | https://www.unikeyic.com/media/about_us/Unikey_ISO_9001_Certification.pdf | https://www.unikeyic.com/products/pushbutton-switches/2099082/22345156.html
2099117 | RS | 1: 9.1464 50: 7.0281 100: 6.3288 250: 6.128 1,250: 5.1349 | RS PRO green button switch, panel mount, Instantaneous operation, Panel opening diameter13.6mm, SPST |  | Flat | [8 empty] | - |  |  | - |  |  |  |  | orange | [10 empty] | 50V dc / 250V ac | - | - |  |  | panel mount |  |  | -35℃~85℃ | [5 empty] | 13.6mm | [9 empty] | SPST | - | [6 empty] | 151 | https://www.unikeyic.com/media/about_us/Unikey_ISO_9001_Certification.pdf | https://www.unikeyic.com/products/pushbutton-switches/2099117/28666126.html
210-841 | WAGO | 132: 0.836 413: 0.792 1,651: 0.759 4,126: 0.726 12,377: 0.693 | COVER; FOR FRAMES SNAP-IN TYPE | [16 empty] | Pushbutton Switches | [16 empty] | Not Applicable | [8 empty] | Bag | [7 empty] | - | [10 empty] | 13000 | https://www.unikeyic.com/media/about_us/Unikey_ISO_9001_Certification.pdf | https://www.unikeyic.com/products/pushbutton-switches/210-841/24641806.html
216464 M22-XAK | EATON | 1: 30.9979 | Eaton label, Eaton Moellerseries, label |  | - | [8 empty] | - |  |  | - |  |  |  |  | - | [10 empty] | - | - | - | [11 empty] | - | [9 empty] | - | - | [6 empty] | 70 | https://www.unikeyic.com/media/about_us/Unikey_ISO_9001_Certification.pdf | https://www.unikeyic.com/products/pushbutton-switches/216464-m22-xak/30883775.html
216500 M22S-ST-GB11 | EATON | 1: 21.4951 | Eaton button sign, Eaton Moellerseries, button sign, Used forRMQ Titan series |  | - | [8 empty] | - |  |  | - |  |  |  |  | - | [10 empty] | - | - | - |  |  | snap fit | [8 empty] | - | [9 empty] | - | - | [6 empty] | 74 | https://www.unikeyic.com/media/about_us/Unikey_ISO_9001_Certification.pdf | https://www.unikeyic.com/products/pushbutton-switches/216500-m22s-st-gb11/14480025.html
216501 M22S-ST-GB12 | EATON | 1: 21.4951 | Eaton button sign, Eaton Moellerseries, button sign, Used forRMQ Titan series |  | - | [8 empty] | - |  |  | - |  |  |  |  | - | [10 empty] | - | - | - |  |  | snap fit | [8 empty] | - | [9 empty] | - | - | [6 empty] | 63 | https://www.unikeyic.com/media/about_us/Unikey_ISO_9001_Certification.pdf | https://www.unikeyic.com/products/pushbutton-switches/216501-m22s-st-gb12/20951597.html
216509 M22-DDL-GR-X1/X0/K11/230-W | EATON | 1: 75.1432 | Eaton red/green/white button, Embedded installation, Panel opening diameter22mm, With indicator light |  | - | [8 empty] | - |  |  | - |  |  |  |  | - | [10 empty] | 500V | - | - |  |  | panel mount |  |  | -25℃~70℃ | [5 empty] | 22mm | [9 empty] | 1 No/1 NC | - | [6 empty] | 79 | https://www.unikeyic.com/media/about_us/Unikey_ISO_9001_Certification.pdf | https://www.unikeyic.com/products/pushbutton-switches/216509-m22-ddl-gr-x1-x0-k11-230-w/17500387.html
216510 M22-D-R-X0/K01 | EATON | 1: 29.5696 | Eaton red button, Embedded installation, Panel opening diameter22mm, No indicator light, SPST |  | circular | [8 empty] | - |  |  | - |  |  |  |  | - | [8 empty] | 70mm(Length)*30mm(height) |  | 500V | - | - |  |  | threaded mounting, panel mount |  |  | -25℃~70℃ | [5 empty] | 22mm | [9 empty] | SPST | - | [6 empty] | 72 | https://www.unikeyic.com/media/about_us/Unikey_ISO_9001_Certification.pdf | https://www.unikeyic.com/products/pushbutton-switches/216510-m22-d-r-x0-k01/33144363.html
216515 M22-PV/K01 | EATON | 1: 81.6464 | Eaton emergency button, RMQ Titanseries, Opening diameter22mm, panel, 1 Normally closed contact |  | - | [8 empty] | - |  |  | - |  |  |  |  | - | [10 empty] | - | - | - |  |  | panel mount | [8 empty] | - | [9 empty] | 1 NC | - | [6 empty] | 91 | https://www.unikeyic.com/media/about_us/Unikey_ISO_9001_Certification.pdf | https://www.unikeyic.com/products/pushbutton-switches/216515-m22-pv-k01/12557431.html
216524 | EATON | 1: 71.432 3: 68.352 5: 65.509 | DPST SMD mount 80mm*72mm*104mm |  | - | [8 empty] | - |  |  | - |  |  |  |  | - | [8 empty] | 80mm*72mm*104mm |  | - | - | - |  |  | SMD mount | [8 empty] | - | [9 empty] | - | DPST | [6 empty] | 3 | https://www.unikeyic.com/media/about_us/Unikey_ISO_9001_Certification.pdf | https://www.unikeyic.com/products/pushbutton-switches/216524/30187877.html
216526 | EATON | 1: 104.7854 3: 100.2575 5: 96.0982 | No/NC threaded mounting 72mm*80mm*56mm |  | - | [8 empty] | - |  |  | - |  |  |  |  | - | [8 empty] | 72mm*80mm*56mm |  | - | - | - |  |  | threaded mounting |  |  | 70℃(max) | [5 empty] | - | [9 empty] | NO/NC | - | [6 empty] | 2 | https://www.unikeyic.com/media/about_us/Unikey_ISO_9001_Certification.pdf | https://www.unikeyic.com/products/pushbutton-switches/216526/29925339.html
216529 M22-I2-M1 | EATON | 1: 110.849 | Eaton Button switch control box, RMQ Titanseries, 2hole, 22mmaperture, Marking“O/I”, red/green button |  | - | [8 empty] | - |  |  | - |  |  |  |  | - | [8 empty] | 120mm*120mm*80mm |  | 500V | - | - | [5 empty] | -25℃~70℃ | [5 empty] | - | [9 empty] | 2 No/2 NC | - | [6 empty] | 12 | https://www.unikeyic.com/media/about_us/Unikey_ISO_9001_Certification.pdf | https://www.unikeyic.com/products/pushbutton-switches/216529-m22-i2-m1/4114090.html
216561 | EATON | 5: 13.3993 10: 12.7806 20: 12.0304 | red 15mA threaded mounting |  | - | [8 empty] | 15mA |  |  | - |  |  |  |  | red | [10 empty] | - | - | - |  |  | threaded mounting | [8 empty] | - | [9 empty] | - | - | [6 empty] | 15 | https://www.unikeyic.com/media/about_us/Unikey_ISO_9001_Certification.pdf | https://www.unikeyic.com/products/pushbutton-switches/216561/33701383.html
216591 M22S-D-S | EATON | 1: 15.4675 | Eaton Mushroom button, RMQ Titan series, Instantaneous, Opening diameter22mm |  | - | [8 empty] | - |  |  | - |  |  |  |  | - | [10 empty] | - | - | - | [5 empty] | -25℃~70℃ | [5 empty] | - | [9 empty] | - | - | [6 empty] | 12 | https://www.unikeyic.com/media/about_us/Unikey_ISO_9001_Certification.pdf | https://www.unikeyic.com/products/pushbutton-switches/216591-m22s-d-s/10589188.html
216592 M22-D-W | EATON | 1: 11.3295 | Eaton PUSHBUTTON, RMQ Titan series, Instantaneous, Opening diameter22mm |  | - | [8 empty] | - |  |  | - |  |  |  |  | - | [10 empty] | - | - | - | [11 empty] | - | [9 empty] | - | - | [6 empty] | 38 | https://www.unikeyic.com/media/about_us/Unikey_ISO_9001_Certification.pdf | https://www.unikeyic.com/products/pushbutton-switches/216592-m22-d-w/19790817.html
216614 M22S-DR-S | EATON | 1: 28.0659 | Eaton Black Pushbutton, Panel Mount, 22mm Hole Dia, No Indicator |  | circular | [8 empty] | - |  |  | - |  |  |  |  | - | [8 empty] | 30mm(Length)*30mm(height) |  | - | - | - |  |  | panel mount |  |  | -25℃~70℃ | [5 empty] | 22mm | [9 empty] | - | - | [6 empty] | 14 | https://www.unikeyic.com/media/about_us/Unikey_ISO_9001_Certification.pdf | https://www.unikeyic.com/products/pushbutton-switches/216614-m22s-dr-s/17347983.html
216788 M22-DRLH-W | EATON | 5: 22.3364 | Eaton Mushroom button, RMQ Titan series, lock release, Opening diameter22.5mm |  | - | [8 empty] | - |  |  | - |  |  |  |  | - | [10 empty] | - | - | - |  |  | Through hole mounting | [8 empty] | - | [9 empty] | - | - | [6 empty] | 5 | https://www.unikeyic.com/media/about_us/Unikey_ISO_9001_Certification.pdf | https://www.unikeyic.com/products/pushbutton-switches/216788-m22-drlh-w/31778974.html
216879 M22-PVS | EATON | 1: 99.9364 | Eaton emergency button, Eaton Moellerseries, Opening diameter22mm, panel |  | - | [8 empty] | - |  |  | - |  |  |  |  | - | [10 empty] | - | - | - |  |  | panel mount | [8 empty] | - | [9 empty] | - | - | [6 empty] | 96 | https://www.unikeyic.com/media/about_us/Unikey_ISO_9001_Certification.pdf | https://www.unikeyic.com/products/pushbutton-switches/216879-m22-pvs/33336555.html
216946 M22-DRL-R | EATON | 1: 36.3187 | Eaton Mushroom button, RMQ Titan series, lock release, Opening diameter22mm |  | - | [8 empty] | - |  |  | - |  |  |  |  | - | [10 empty] | - | - | - | [11 empty] | - | [9 empty] | - | - | [6 empty] | 14 | https://www.unikeyic.com/media/about_us/Unikey_ISO_9001_Certification.pdf | https://www.unikeyic.com/products/pushbutton-switches/216946-m22-drl-r/30544220.html
216948 M22-DRL-G | EATON | 1: 36.3187 | Eaton Pushbutton, RMQ Titan Series, Round, Lock & Release, 22mm Hole Dia |  | - | [8 empty] | - |  |  | - |  |  |  |  | - | [10 empty] | - | - | - | [11 empty] | - | [9 empty] | - | - | [6 empty] | 14 | https://www.unikeyic.com/media/about_us/Unikey_ISO_9001_Certification.pdf | https://www.unikeyic.com/products/pushbutton-switches/216948-m22-drl-g/5463610.html
218058 M22-LEDC-B | EATON | 1: 21.4342 | Eaton LED block, RMQ Titanseries, 12 → 30V AC/DC |  | - | [8 empty] | 15mA |  |  | - |  |  |  |  | Blue | [10 empty] | - | - | - |  |  | threaded mounting | [8 empty] | - | [9 empty] | - | - | [6 empty] | 13 | https://www.unikeyic.com/media/about_us/Unikey_ISO_9001_Certification.pdf | https://www.unikeyic.com/products/pushbutton-switches/218058-m22-ledc-b/18045040.html
218145 M22-DDL-S-X4/X5 | EATON | 1: 35.809 | Eaton PUSHBUTTON, RMQ Titan series, Instantaneous, Opening diameter22mm |  | - | [8 empty] | - |  |  | - |  |  |  |  | - | [10 empty] | - | - | - | [5 empty] | -25℃~70℃ | [5 empty] | - | [9 empty] | - | - | [6 empty] | 21 | https://www.unikeyic.com/media/about_us/Unikey_ISO_9001_Certification.pdf | https://www.unikeyic.com/products/pushbutton-switches/218145-m22-ddl-s-x4-x5/2861084.html
218171 M22-XD-S-X5 | EATON | 10: 3.191 | Eaton Button Sticker, Eaton Moeller Series, For M22-DG-X, M22(S)-D-X, M22(S)-DR-X, M30C-FD-X, M30C-FDR-X |  | - | [8 empty] | - |  |  | - |  |  |  |  | - | [10 empty] | - | - | - |  |  | snap fit, board mount | [8 empty] | - | [9 empty] | - | - | [6 empty] | 10 | https://www.unikeyic.com/media/about_us/Unikey_ISO_9001_Certification.pdf | https://www.unikeyic.com/products/pushbutton-switches/218171-m22-xd-s-x5/9462294.html
218172 M22-XD-B-X6 | EATON | 10: 5.8464 | Eaton Pushbutton Label, Eaton Moellerseries, Pushbutton Label, Used forM22-DG-X ， M22 (S) -D-X ， M22 (S) -DR-X ， M30C-FD-X ， M30C-FDR-X |  | - | [8 empty] | - |  |  | - |  |  |  |  | - | [10 empty] | - | - | - |  |  | snap fit | [8 empty] | - | [9 empty] | - | - | [6 empty] | 28 | https://www.unikeyic.com/media/about_us/Unikey_ISO_9001_Certification.pdf | https://www.unikeyic.com/products/pushbutton-switches/218172-m22-xd-b-x6/5837145.html
218177 M22-XD-S-X11 | EATON | 1: 5.5725 | Eaton Pushbutton Label, Eaton Moellerseries, Pushbutton Label |  | - | [8 empty] | - |  |  | - |  |  |  |  | - | [10 empty] | - | - | - |  |  | snap fit, board mount | [8 empty] | - | [9 empty] | - | - | [6 empty] | 28 | https://www.unikeyic.com/media/about_us/Unikey_ISO_9001_Certification.pdf | https://www.unikeyic.com/products/pushbutton-switches/218177-m22-xd-s-x11/21134184.html
218269 M22-XDP-S-X15 | EATON | 10: 5.8464 | Eaton Pushbutton Label, Eaton Moellerseries, Pushbutton Label, Used forM22 (S) -D (R) P |  | - | [8 empty] | - |  |  | - |  |  |  |  | - | [10 empty] | - | - | - |  |  | snap fit, board mount | [8 empty] | - | [9 empty] | - | - | [6 empty] | 29 | https://www.unikeyic.com/media/about_us/Unikey_ISO_9001_Certification.pdf | https://www.unikeyic.com/products/pushbutton-switches/218269-m22-xdp-s-x15/8292582.html
22-211.011 | eao | 1: 60.3712 5: 59.2932 10: 59.2932 20: 59.2932 | Switch Push Button Rectangular Button Panel Mount |  |  |  | No Marking | Rectangular, Button (Not Included) | 22-211 | SPST-NO |  | - |  |  | 10A (AC) |  |  | - | - |  |  |  | - | - | IP65 - Dust Tight, Water Resistant | [10 empty] | 1,000,000 Cycles | Not Applicable |  | Panel Mount, Front |  |  |  | -25°C ~ 85°C |  |  | Bulk |  | Rectangular - 30.00mm x 22.00mm | [5 empty] | 22 |  |  |  |  | Off-Mom |  |  | Screw Terminal | 400 V |  | 2 | https://www.unikeyic.com/media/about_us/Unikey_ISO_9001_Certification.pdf | https://www.unikeyic.com/products/pushbutton-switches/22-211-011/30664145.html
22-213.011 | eao | 1: 75.1789 5: 73.8364 10: 73.8364 | Off-Mom DPST-NO rectangle-30.00x22.00 400V threaded mounting，panel mount |  |  |  | No Marking | Rectangular, Button (Not Included) | 22-213 | DPST-NO |  | - |  |  | 10A (AC) |  |  | - | - |  |  |  | - | - | IP65 - Dust Tight, Water Resistant | [10 empty] | 1,000,000 Cycles | Not Applicable |  | Panel Mount, Front |  |  |  | -25°C ~ 85°C |  |  | Bulk |  | Rectangular - 30.00mm x 22.00mm | [5 empty] | 22 |  |  |  |  | Off-Mom |  |  | Screw Terminal | 400 V |  | 4 | https://www.unikeyic.com/media/about_us/Unikey_ISO_9001_Certification.pdf | https://www.unikeyic.com/products/pushbutton-switches/22-213-011/29584142.html
2213764-9 | TE Connectivity | 100: 14.8774 |  |  | - | [8 empty] | - |  | 2213764-9 TE Connectivity | - |  |  |  |  | - | [10 empty] | - | - | - | [9 empty] | SPDT |  | - | [9 empty] | - | - | [6 empty] | 10000 | https://www.unikeyic.com/media/datasheet/49/29/f410/49/0f963d3ff69a7d5e22e39dbc282a3664.pdf | https://www.unikeyic.com/products/pushbutton-switches/2213764-9/25993119.html
2213771-6 | TE Connectivity | 100: 16.8564 |  |  | - | [8 empty] | - |  | 2213771-6 TE Connectivity | - |  |  |  |  | - | [10 empty] | - | - | - | [11 empty] | - | [9 empty] | - | - | [6 empty] | 10000 | https://www.unikeyic.com/media/datasheet/44/16/8000/44/0f7b300ce3aa1fbe8859550097dff339.pdf | https://www.unikeyic.com/products/pushbutton-switches/2213771-6/4046939.html
2213774-7 | TE Connectivity | 200: 9.0996 |  |  | - | [8 empty] | - |  | 2213774-7 TE Connectivity | - |  |  |  |  | - | [10 empty] | - | - | - | [9 empty] | SPDT |  | - | [9 empty] | - | - | [6 empty] | 20000 | https://www.unikeyic.com/media/datasheet/2b/49/46b7/2b/7d0130965180c51ce86586a58f953640.pdf | https://www.unikeyic.com/products/pushbutton-switches/2213774-7/1070229.html
2213775-3 | TE Connectivity | 200: 9.9124 |  |  | - | [8 empty] | - |  | 2213775-3 TE Connectivity | - |  |  |  |  | - | [10 empty] | - | - | - | [9 empty] | SPDT |  | - | [9 empty] | - | - | [6 empty] | 20000 | https://www.unikeyic.com/media/datasheet/50/46/516d/50/b75adda993a10e9a2fdefbd3a917561a.pdf | https://www.unikeyic.com/products/pushbutton-switches/2213775-3/30591723.html
2213775-5 | TE Connectivity | 200: 9.9124 |  |  | - | [8 empty] | - |  | 2213775-5 TE Connectivity | - |  |  |  |  | - | [10 empty] | - | - | - | [9 empty] | SPDT |  | - | [9 empty] | - | - | [6 empty] | 20000 | https://www.unikeyic.com/media/datasheet/50/46/516d/50/b75adda993a10e9a2fdefbd3a917561a.pdf | https://www.unikeyic.com/products/pushbutton-switches/2213775-5/4393626.html
2213775-6 | TE Connectivity | 15: 8.228 35: 8.074 70: 7.92 | Pushbutton SW AV16 SPM 0.4VA POWER LED YELLOW 24V | [33 empty] | Not Applicable | [8 empty] | Box |  |  |  |  | 14706078 |  |  | * | [10 empty] | 80 | https://www.unikeyic.com/media/datasheet/08/6c/7d44/086c7d448f3a9d459483434936a68e1f.pdf | https://www.unikeyic.com/products/pushbutton-switches/2213775-6/27452883.html
2213775-7 | TE Connectivity | 200: 9.9124 | Flush Round Button Momentary Contact SPST 1000000Cycles green 200000Cycles SPDT wire mounting，panel mount 18.5mm(Length)*20mm(height) |  | Flush Round Button | [8 empty] | - |  | 2213775-7 TE Connectivity | 200000Cycles |  |  |  |  | green | [8 empty] | 18.5mm(Length)*20mm(height) |  | - | - | 1000000Cycles |  |  | wire mounting, panel mount |  |  | -20℃~55℃ |  |  |  | SPDT |  | - | [9 empty] | SPST | Momentary Contact | [6 empty] | 20000 | https://www.unikeyic.com/media/datasheet/b5/b0/7e83/b5/197b3484013a0d0a0d288f80d9e292ac.pdf | https://www.unikeyic.com/products/pushbutton-switches/2213775-7/775583.html
2213775-9 | TE Connectivity | 100: 10.7428 |  |  | - | [8 empty] | - |  | 2213775-9 TE Connectivity | - |  |  |  |  | - | [10 empty] | - | - | - | [9 empty] | SPDT |  | - | [9 empty] | - | - | [6 empty] | 10000 | https://www.unikeyic.com/media/datasheet/50/46/516d/50/b75adda993a10e9a2fdefbd3a917561a.pdf | https://www.unikeyic.com/products/pushbutton-switches/2213775-9/30363581.html
2267073-1 | TE Connectivity | 500: 2.562 | Round Plunger Momentary Contact SPST 20V 20V Through hole mounting |  | Round Plunger | [8 empty] | - |  | 2267073-1 TE Connectivity | - |  |  |  |  | - | [10 empty] | 20V | 20V | - |  |  | Through hole mounting |  |  | -30℃~85℃ | [5 empty] | - |  |  |  |  | Compliant | bulk |  |  |  | SPST | Momentary Contact | [6 empty] | 50000 | https://www.unikeyic.com/media/datasheet/ac/41/ae14/19/bdbdbb0a7e35eab113613518fb32b3f3.pdf | https://www.unikeyic.com/products/pushbutton-switches/2267073-1/395782.html
2267130-3 | TE Connectivity | 500: 4.4527 | Round Plunger Momentary Contact SPST 50000Cycles 20V 20V SMD mount 8.13mm(Length)*8.9mm(height) |  | Round Plunger | [8 empty] | - |  | 2267130-3 TE Connectivity | - |  |  |  |  | - | [8 empty] | 8.13mm(Length)*8.9mm(height) |  | 20V | 20V | 50000Cycles |  |  | SMD mount |  |  | -30℃~85℃ | [5 empty] | - |  |  |  |  | Compliant |  |  |  |  | SPST | Momentary Contact | [6 empty] | 50000 | https://www.unikeyic.com/media/datasheet/5a/9a/9c23/5a/6c695e28fd7a9b44dd665291842359ed.pdf | https://www.unikeyic.com/products/pushbutton-switches/2267130-3/33612270.html
229235 M22-I2-PG | EATON | 1: 59.0553 | Eaton Plastic Pushbutton Box, RMQ Titanseries, 2opening, IP67 |  | - | [8 empty] | - |  |  | - |  |  |  |  | - | [10 empty] | - | - | - | [5 empty] | -25℃~70℃ | [5 empty] | - | [9 empty] | - | - | [6 empty] | 8 | https://www.unikeyic.com/media/about_us/Unikey_ISO_9001_Certification.pdf | https://www.unikeyic.com/products/pushbutton-switches/229235-m22-i2-pg/24371857.html
229749 FAK-S/KC11/I | EATON | 1: 143.3254 5: 117.9522 | Eaton black button, panel mount, No indicator light, SPDT |  | mushroom shape | [8 empty] | - |  |  | - |  |  |  |  | - | [8 empty] | 100mm(Length)*85mm(height) |  | - | - | - |  |  | threaded mounting, panel mount |  |  | -25℃~40℃ | [5 empty] | - | [9 empty] | SPDT, Instantaneous | Instantaneous | [6 empty] | 180 | https://www.unikeyic.com/media/about_us/Unikey_ISO_9001_Certification.pdf | https://www.unikeyic.com/products/pushbutton-switches/229749-fak-s-kc11-i/9501261.html
231273 M22-XGPV | EATON | 1: 29.8548 | Eaton , Protective cover, yellow, Used forRMQ Titan series |  | - | [8 empty] | - |  |  | - |  |  |  |  | - | [10 empty] | - | - | - | [11 empty] | - | [9 empty] | - | - | [6 empty] | 610 | https://www.unikeyic.com/media/about_us/Unikey_ISO_9001_Certification.pdf | https://www.unikeyic.com/products/pushbutton-switches/231273-m22-xgpv/19450955.html
2316366-9 | TE Connectivity | 8: 15.466 18: 15.18 36: 14.894 | Pushbutton Switch SPST On-off 3A Wire Terminal Pa |  | - | [8 empty] | - |  | 2316366-9 TE Connectivity | - |  |  |  |  | - | [10 empty] | - | - | - | [9 empty] | SPDT |  | - | [9 empty] | - | - | [6 empty] | 70 | https://www.unikeyic.com/media/datasheet/8a/35/4c7e/8a/f1b488a2ce089675227884b3718db730.pdf | https://www.unikeyic.com/products/pushbutton-switches/2316366-9/12097882.html
2317404-2 | TE Connectivity | 8: 14.707 19: 14.443 38: 14.168 | Pushbutton Switches AV19 SPM 3A FIXED RING R&G 24V |  | - | [8 empty] | - |  | 2317404-2 TE Connectivity | - |  |  |  |  | - | [10 empty] | - | - | - | [9 empty] | SPDT |  | - | [9 empty] | - | - | [6 empty] | 50 | https://www.unikeyic.com/media/datasheet/26/31/24f3/26/e61edefef9775ce2611f4585f99edbc1.pdf | https://www.unikeyic.com/products/pushbutton-switches/2317404-2/15929341.html
2317658-9 | TE Connectivity | 7: 17.116 17: 16.797 33: 16.478 65: 16.159 | Pushbutton SW AV25 SPL 3A MOVING RING POWER GREEN |  | - | [8 empty] | - |  | 2317658-9 TE Connectivity | - |  |  |  |  | - | [10 empty] | - | - | - | [9 empty] | SPDT |  | - | [5 empty] | boxed |  |  |  | - | - | [6 empty] | 96 | https://www.unikeyic.com/media/datasheet/26/31/24f3/26/e61edefef9775ce2611f4585f99edbc1.pdf | https://www.unikeyic.com/products/pushbutton-switches/2317658-9/33435250.html
2329359-6 | TE Connectivity | 100: 6.2196 |  |  | - | [8 empty] | - |  | 2329359-6 TE Connectivity | - |  |  |  |  | - | [10 empty] | - | - | - | [11 empty] | - | [9 empty] | - | - | [6 empty] | 10000 | https://www.unikeyic.com/media/datasheet/aa/29/0e70/aa/5fc3725fcc633248f6edcccc699c9ea2.pdf | https://www.unikeyic.com/products/pushbutton-switches/2329359-6/11887510.html
2329360-3 | TE Connectivity | 100: 5.0888 |  |  | - | [8 empty] | - |  | 2329360-3 TE Connectivity | - |  |  |  |  | - | [10 empty] | - | - | - | [11 empty] | - | [9 empty] | - | - | [6 empty] | 10000 | https://www.unikeyic.com/media/datasheet/aa/29/0e70/aa/5fc3725fcc633248f6edcccc699c9ea2.pdf | https://www.unikeyic.com/products/pushbutton-switches/2329360-3/10997827.html
2329362-3 | TE Connectivity | 100: 6.2196 |  |  | - | [8 empty] | - |  | 2329362-3 TE Connectivity | - |  |  |  |  | - | [10 empty] | - | - | - | [11 empty] | - | [9 empty] | - | - | [6 empty] | 10000 | https://www.unikeyic.com/media/datasheet/aa/29/0e70/aa/5fc3725fcc633248f6edcccc699c9ea2.pdf | https://www.unikeyic.com/products/pushbutton-switches/2329362-3/31568880.html
2329362-8 | TE Connectivity | 25: 7.568 50: 6.611 100: 6.149 1,000: 5.753 2,000: 5.357 5,000: 4.972 | Pushbutton SW PB ON/OFF RC Yellow M1 Term IP68 |  | - | [8 empty] | - |  | 2329362-8 TE Connectivity | - |  |  |  |  | - | [10 empty] | - | - | - | [11 empty] | - | [9 empty] | - | - | [6 empty] | 77 | https://www.unikeyic.com/media/datasheet/aa/29/0e70/aa/5fc3725fcc633248f6edcccc699c9ea2.pdf | https://www.unikeyic.com/products/pushbutton-switches/2329362-8/3450349.html
2329383-8 | TE Connectivity | 100: 5.0888 |  |  | - | [8 empty] | - |  | 2329383-8 TE Connectivity | - |  |  |  |  | - | [10 empty] | - | - | - | [11 empty] | - | [9 empty] | - | - | [6 empty] | 10000 | https://www.unikeyic.com/media/datasheet/aa/29/0e70/aa/5fc3725fcc633248f6edcccc699c9ea2.pdf | https://www.unikeyic.com/products/pushbutton-switches/2329383-8/33634377.html
2329389-5 | TE Connectivity | 15: 7.689 50: 7.689 100: 6.787 1,000: 6.358 2,000: 5.929 5,000: 5.5 | PB OFF/ON FC BLK M1 TERM BLU LED IP68 50 |  | - | [8 empty] | - |  | 2329389-5 TE Connectivity | - |  |  |  |  | - | [10 empty] | - | - | - | [11 empty] | - | [9 empty] | - | - | [6 empty] | 75 | https://www.unikeyic.com/media/datasheet/aa/29/0e70/aa/5fc3725fcc633248f6edcccc699c9ea2.pdf | https://www.unikeyic.com/products/pushbutton-switches/2329389-5/9325223.html
2342832-2 | TE Connectivity | 100: 49.1203 |  |  | - | [8 empty] | - |  | 2342832-2 TE Connectivity | - |  |  |  |  | - | [10 empty] | - | - | - | [11 empty] | - | [9 empty] | - | - | [6 empty] | 10000 | https://www.unikeyic.com/media/datasheet/44/5d/fd4a/44/8e9188015999d7477401b6f5140f32ca.pdf | https://www.unikeyic.com/products/pushbutton-switches/2342832-2/31549275.html
2342832-4 | TE Connectivity | 3: 45.111 7: 44.33 13: 43.549 25: 42.779 | Pushbutton Switch SPST On-off 1A 24VDC Wire Termi |  | - | [8 empty] | - |  | 2342832-4 TE Connectivity | - |  |  |  |  | - | [10 empty] | - | - | - | [11 empty] | - | [9 empty] | - | - | [6 empty] | 78 | https://www.unikeyic.com/media/datasheet/44/5d/fd4a/44/8e9188015999d7477401b6f5140f32ca.pdf | https://www.unikeyic.com/products/pushbutton-switches/2342832-4/16807547.html
2342833-7 | TE Connectivity | 3: 44.462 7: 43.692 13: 42.922 25: 42.163 100: 38.324 | Pushbutton Switch SPST 1A 24VDC Wire Terminal Pan |  | - | [8 empty] | - |  | 2342833-7 TE Connectivity | - |  |  |  |  | - | [10 empty] | - | - | - | [11 empty] | - | [9 empty] | - | - | [6 empty] | 176 | https://www.unikeyic.com/media/datasheet/35/c6/edf7/66/c4abc64fa24f0456031da94228d47ab6.pdf | https://www.unikeyic.com/products/pushbutton-switches/2342833-7/21987077.html
2342837-9 | TE Connectivity | 3: 49.83 6: 48.972 12: 48.103 23: 47.245 100: 42.955 | Pushbutton Switch SPST 1A 24VDC Wire Terminal Pan |  | - | [8 empty] | - |  | 2342837-9 TE Connectivity | - |  |  |  |  | - | [10 empty] | - | - | - | [11 empty] | - | [9 empty] | - | - | [6 empty] | 165 | https://www.unikeyic.com/media/datasheet/44/5d/fd4a/44/8e9188015999d7477401b6f5140f32ca.pdf | https://www.unikeyic.com/products/pushbutton-switches/2342837-9/28641753.html
2342841-3 | TE Connectivity | 3: 42.504 7: 41.778 13: 41.041 26: 40.304 | Pushbutton Switches AVP19M Conc. S04 NL 500mm/1x6 |  | - | [8 empty] | - |  | 2342841-3 TE Connectivity | - |  |  |  |  | - | [10 empty] | - | - | - | [11 empty] | - | [9 empty] | - | - | [6 empty] | 75 | https://www.unikeyic.com/media/datasheet/4b/6f/c573/4b/8b25f80bed7811e6f9f04e30185ddd03.pdf | https://www.unikeyic.com/products/pushbutton-switches/2342841-3/14112003.html
2342842-1 | TE Connectivity | 2: 55.308 5: 54.351 10: 53.394 20: 52.448 100: 47.674 | Pushbutton SW AVP22M Flat AIO RGB R 500mm/1x6 |  | - | [8 empty] | - |  | 2342842-1 TE Connectivity | - |  |  |  |  | - | [10 empty] | - | - | - | [11 empty] | - | [9 empty] | - | - | [6 empty] | 174 | https://www.unikeyic.com/media/datasheet/4b/6f/c573/4b/8b25f80bed7811e6f9f04e30185ddd03.pdf | https://www.unikeyic.com/products/pushbutton-switches/2342842-1/29810452.html
2364570-3 | TE Connectivity | 100: 17.6691 |  |  | - | [8 empty] | - |  |  | - |  |  |  |  | - | [10 empty] | - | - | - | [9 empty] | SPDT |  | - | [9 empty] | - | - | [6 empty] | 10000 | https://www.unikeyic.com/media/about_us/Unikey_ISO_9001_Certification.pdf | https://www.unikeyic.com/products/pushbutton-switches/2364570-3/21803081.html
2364570-8 | TE Connectivity | 100: 17.6691 |  |  | - | [8 empty] | - |  | 2364570-8 TE Connectivity | - |  |  |  |  | - | [10 empty] | - | - | - | [9 empty] | SPDT |  | - | [9 empty] | - | - | [6 empty] | 10000 | https://www.unikeyic.com/media/datasheet/98/fb/4678/98fb467821ba4ad2badf950496f4bf40.pdf | https://www.unikeyic.com/products/pushbutton-switches/2364570-8/14642161.html
2364571-2 | TE Connectivity | 100: 22.2631 |  |  | - | [8 empty] | - |  |  | - |  |  |  |  | - | [10 empty] | - | - | - | [9 empty] | SPDT |  | - | [9 empty] | - | - | [6 empty] | 10000 | https://www.unikeyic.com/media/about_us/Unikey_ISO_9001_Certification.pdf | https://www.unikeyic.com/products/pushbutton-switches/2364571-2/11450789.html
2364571-7 | TE Connectivity | 10: 18.48 20: 18.139 30: 17.798 60: 17.457 | Pushbutton Switch SPDT 26A Solder Terminal Panel |  | - | [8 empty] | - |  | 2364571-7 TE Connectivity | - |  |  |  |  | - | [10 empty] | - | - | - | [9 empty] | SPDT |  | - | [9 empty] | - | - | [6 empty] | 80 | https://www.unikeyic.com/media/datasheet/98/fb/4678/98fb467821ba4ad2badf950496f4bf40.pdf | https://www.unikeyic.com/products/pushbutton-switches/2364571-7/31426433.html
2364572-4 | TE Connectivity | 100: 19.4361 |  |  | - | [8 empty] | - |  |  | - |  |  |  |  | - | [10 empty] | - | - | - | [9 empty] | SPDT |  | - | [9 empty] | - | - | [6 empty] | 10000 | https://www.unikeyic.com/media/about_us/Unikey_ISO_9001_Certification.pdf | https://www.unikeyic.com/products/pushbutton-switches/2364572-4/31862214.html
2364574-2 | TE Connectivity | 100: 19.4361 |  |  | - | [8 empty] | - |  |  | - |  |  |  |  | - | [10 empty] | - | - | - | [9 empty] | SPDT |  | - | [9 empty] | - | - | [6 empty] | 10000 | https://www.unikeyic.com/media/about_us/Unikey_ISO_9001_Certification.pdf | https://www.unikeyic.com/products/pushbutton-switches/2364574-2/11818777.html
2364575-6 | TE Connectivity | 10: 19.767 20: 19.404 30: 19.041 60: 18.667 | Pushbutton Switch SPDT On-on 26A Solder Terminal |  | - | [8 empty] | - |  | 2364575-6 TE Connectivity | - |  |  |  |  | - | [10 empty] | - | - | - | [9 empty] | SPDT |  | - | [9 empty] | - | - | [6 empty] | 67 | https://www.unikeyic.com/media/datasheet/98/fb/4678/98fb467821ba4ad2badf950496f4bf40.pdf | https://www.unikeyic.com/products/pushbutton-switches/2364575-6/23987137.html
2364575-8 | TE Connectivity | 100: 23.8534 |  |  | - | [8 empty] | - |  | 2364575-8 TE Connectivity | - |  |  |  |  | - | [10 empty] | - | - | - | [9 empty] | SPDT |  | - | [9 empty] | - | - | [6 empty] | 10000 | https://www.unikeyic.com/media/datasheet/98/fb/4678/98fb467821ba4ad2badf950496f4bf40.pdf | https://www.unikeyic.com/products/pushbutton-switches/2364575-8/32773045.html
2364688-3 | TE Connectivity | 100: 21.9097 |  |  | - | [8 empty] | - |  |  | - |  |  |  |  | - | [10 empty] | - | - | - | [9 empty] | SPDT |  | - | [9 empty] | - | - | [6 empty] | 10000 | https://www.unikeyic.com/media/about_us/Unikey_ISO_9001_Certification.pdf | https://www.unikeyic.com/products/pushbutton-switches/2364688-3/7486820.html
2364688-7 | TE Connectivity | 10: 18.216 20: 17.886 40: 17.545 | Pushbutton Switch SPDT 16A Solder Terminal Panel |  | - | [8 empty] | - |  | 2364688-7 TE Connectivity | - |  |  |  |  | - | [10 empty] | - | - | - | [9 empty] | SPDT |  | - | [9 empty] | - | - | [6 empty] | 68 | https://www.unikeyic.com/media/datasheet/98/fb/4678/98fb467821ba4ad2badf950496f4bf40.pdf | https://www.unikeyic.com/products/pushbutton-switches/2364688-7/19776305.html
2364688-8 | TE Connectivity | 10: 18.216 20: 17.886 40: 17.545 70: 17.204 | Pushbutton Switch SPDT On-on 16A Solder Terminal |  | - | [8 empty] | - |  |  | - |  |  |  |  | - | [10 empty] | - | - | - | [9 empty] | SPDT |  | - | [9 empty] | - | - | [6 empty] | 80 | https://www.unikeyic.com/media/about_us/Unikey_ISO_9001_Certification.pdf | https://www.unikeyic.com/products/pushbutton-switches/2364688-8/32428915.html
2364698-2 | TE Connectivity | 100: 17.6691 |  |  | - | [8 empty] | - |  | 2364698-2 TE Connectivity | - |  |  |  |  | - | [10 empty] | - | - | - | [9 empty] | SPDT |  | - | [9 empty] | - | - | [6 empty] | 10000 | https://www.unikeyic.com/media/datasheet/98/fb/4678/98fb467821ba4ad2badf950496f4bf40.pdf | https://www.unikeyic.com/products/pushbutton-switches/2364698-2/30544830.html
2364699-2 | TE Connectivity | 100: 22.2631 |  |  | - | [8 empty] | - |  | 2364699-2 TE Connectivity | - |  |  |  |  | - | [10 empty] | - | - | - | [9 empty] | SPDT |  | - | [9 empty] | - | - | [6 empty] | 10000 | https://www.unikeyic.com/media/datasheet/98/fb/4678/98fb467821ba4ad2badf950496f4bf40.pdf | https://www.unikeyic.com/products/pushbutton-switches/2364699-2/27519403.html
2364700-4 | TE Connectivity | 100: 22.9699 |  |  | - | [8 empty] | - |  |  | - |  |  |  |  | - | [10 empty] | - | - | - | [9 empty] | SPDT |  | - | [9 empty] | - | - | [6 empty] | 10000 | https://www.unikeyic.com/media/about_us/Unikey_ISO_9001_Certification.pdf | https://www.unikeyic.com/products/pushbutton-switches/2364700-4/26017765.html
2364700-5 | TE Connectivity | 10: 19.041 20: 18.689 30: 18.337 60: 17.985 | Pushbutton Switch SPDT 16A Solder Terminal Panel |  | - | [8 empty] | - |  |  | - |  |  |  |  | - | [10 empty] | - | - | - | [9 empty] | SPDT |  | - | [9 empty] | - | - | [6 empty] | 78 | https://www.unikeyic.com/media/about_us/Unikey_ISO_9001_Certification.pdf | https://www.unikeyic.com/products/pushbutton-switches/2364700-5/24152808.html
2364702-6 | TE Connectivity | 10: 20.372 20: 19.987 30: 19.613 60: 19.239 | Pushbutton Switch SPDT On-on 16A Solder Terminal |  | - | [8 empty] | - |  | 2364702-6 TE Connectivity | - |  |  |  |  | - | [10 empty] | - | - | - | [9 empty] | SPDT |  | - | [9 empty] | - | - | [6 empty] | 80 | https://www.unikeyic.com/media/datasheet/98/fb/4678/98fb467821ba4ad2badf950496f4bf40.pdf | https://www.unikeyic.com/products/pushbutton-switches/2364702-6/12204127.html
2398187 | RS | 1: 33.2959 5: 27.3989 | RS PRO GCX1156-11N24L Push Button Switch |  | - | [8 empty] | - |  |  | - |  |  |  |  | - | [10 empty] | - | - | - | [5 empty] | -25℃~70℃ | [5 empty] | - | [9 empty] | - | - | [6 empty] | 6 | https://www.unikeyic.com/media/about_us/Unikey_ISO_9001_Certification.pdf | https://www.unikeyic.com/products/pushbutton-switches/2398187/10120444.html
2398192 | RS | 1: 31.5718 5: 25.9871 | RS PRO GCX1202-11N110L |  | - | [8 empty] | - |  |  | - |  |  |  |  | - | [10 empty] | - | - | - | [11 empty] | - | [9 empty] | - | - | [6 empty] | 12 | https://www.unikeyic.com/media/about_us/Unikey_ISO_9001_Certification.pdf | https://www.unikeyic.com/products/pushbutton-switches/2398192/29224546.html
2398205 | RS | 1: 28.4608 5: 23.4259 | RS PRO GCX4201-11N24L Push Button Switch |  | - | [8 empty] | - |  |  | - |  |  |  |  | - | [10 empty] | - | - | - | [11 empty] | - | [9 empty] | - | - | [6 empty] | 20 | https://www.unikeyic.com/media/about_us/Unikey_ISO_9001_Certification.pdf | https://www.unikeyic.com/products/pushbutton-switches/2398205/32073763.html
2398209 | RS | 1: 28.7357 5: 23.6507 | RS PRO GCX4206-11N24L Push Button Switch |  | - | [8 empty] | - |  |  | - |  |  |  |  | - | [10 empty] | - | - | - | [11 empty] | - | [9 empty] | - | - | [6 empty] | 6 | https://www.unikeyic.com/media/about_us/Unikey_ISO_9001_Certification.pdf | https://www.unikeyic.com/products/pushbutton-switches/2398209/8978784.html
2420.4101 | MARQUARDT | 1: 77.028 | Marquardt 2420.4101 Foot Switch |  | - | [8 empty] | - |  | 2420.4101 MARQUARDT | - |  |  |  |  | - | [8 empty] | 149mm(Length)*98.6mm(width) |  | - | - | - |  |  | wire mounting | [8 empty] | - | [9 empty] | - | - | [6 empty] | 11 | https://www.unikeyic.com/media/datasheet/ed/ea/0e15/ed/c7e7a0847ab5bcac8b79a271fc1c781e.pdf | https://www.unikeyic.com/products/pushbutton-switches/2420-4101/30469750.html
2420837 | RS | 1: 36.1172 | 24V, Panel Mount |  | - | [8 empty] | - |  |  | - |  |  |  |  | - | [10 empty] | 24V | - | - |  |  | panel mount | [8 empty] | - | [9 empty] | - | - | [6 empty] | 110 | https://www.unikeyic.com/media/about_us/Unikey_ISO_9001_Certification.pdf | https://www.unikeyic.com/products/pushbutton-switches/2420837/10970486.html
2420845 | RS | 1: 42.9761 | 24V SMD mount 70mm(width)*70mm(height) |  | - | [8 empty] | - |  |  | - |  |  |  |  | - | [8 empty] | 70mm(width)*70mm(height) |  | 24V | - | - |  |  | SMD mount | [8 empty] | - | [9 empty] | - | - | [6 empty] | 381 | https://www.unikeyic.com/media/about_us/Unikey_ISO_9001_Certification.pdf | https://www.unikeyic.com/products/pushbutton-switches/2420845/28919841.html
2489163 | RS | 1: 33.9456 10: 31.9254 100: 26.2695 | 250V Panel Mount |  | - | [8 empty] | - |  |  | - |  |  |  |  | - | [10 empty] | 250V | - | - |  |  | panel mount | [8 empty] | - | [9 empty] | - | - | [6 empty] | 1 | https://www.unikeyic.com/media/about_us/Unikey_ISO_9001_Certification.pdf | https://www.unikeyic.com/products/pushbutton-switches/2489163/32425753.html
2489173 | RS | 1: 30.3599 10: 28.5464 100: 23.496 | 250V Panel Mount |  | - | [8 empty] | - |  |  | - |  |  |  |  | - | [10 empty] | 250V | - | - |  |  | panel mount | [8 empty] | - | [9 empty] | - | - | [6 empty] | 10 | https://www.unikeyic.com/media/about_us/Unikey_ISO_9001_Certification.pdf | https://www.unikeyic.com/products/pushbutton-switches/2489173/16717740.html
2489205 | RS | 1: 24.7377 10: 23.2659 100: 19.148 | 250V Panel Mount |  | - | [8 empty] | - |  |  | - |  |  |  |  | - | [10 empty] | 250V | - | - |  |  | panel mount | [8 empty] | - | [9 empty] | - | - | [6 empty] | 59 | https://www.unikeyic.com/media/about_us/Unikey_ISO_9001_Certification.pdf | https://www.unikeyic.com/products/pushbutton-switches/2489205/4581012.html
2489208 | RS | 1: 34.2705 10: 32.2282 100: 26.5238 | 250V Panel Mount |  | - | [8 empty] | - |  |  | - |  |  |  |  | - | [10 empty] | 250V | - | - |  |  | panel mount | [8 empty] | - | [9 empty] | - | - | [6 empty] | 6 | https://www.unikeyic.com/media/about_us/Unikey_ISO_9001_Certification.pdf | https://www.unikeyic.com/products/pushbutton-switches/2489208/28492940.html
2489214 | RS | 1: 37.5063 10: 35.2682 100: 29.0308 | 250V Panel Mount |  | - | [8 empty] | - |  |  | - |  |  |  |  | - | [10 empty] | 250V | - | - |  |  | panel mount | [8 empty] | - | [9 empty] | - | - | [6 empty] | 11 | https://www.unikeyic.com/media/about_us/Unikey_ISO_9001_Certification.pdf | https://www.unikeyic.com/products/pushbutton-switches/2489214/15449597.html
2489220 | RS | 1: 40.0885 10: 38.8895 100: 31.9981 | 250V Panel Mount |  | - | [8 empty] | - |  |  | - |  |  |  |  | - | [10 empty] | 250V | - | - |  |  | panel mount | [8 empty] | - | [9 empty] | - | - | [6 empty] | 6 | https://www.unikeyic.com/media/about_us/Unikey_ISO_9001_Certification.pdf | https://www.unikeyic.com/products/pushbutton-switches/2489220/7989699.html
2489221 | RS | 1: 40.0885 10: 38.8895 100: 31.9981 | 250V Panel Mount |  | - | [8 empty] | - |  |  | - |  |  |  |  | - | [10 empty] | 250V | - | - |  |  | panel mount | [8 empty] | - | [9 empty] | - | - | [6 empty] | 63 | https://www.unikeyic.com/media/about_us/Unikey_ISO_9001_Certification.pdf | https://www.unikeyic.com/products/pushbutton-switches/2489221/19560548.html
2489244 | RS | 1: 43.8814 10: 42.5605 100: 35.0348 | 250V Panel Mount |  | - | [8 empty] | - |  |  | - |  |  |  |  | - | [10 empty] | 250V | - | - |  |  | panel mount | [8 empty] | - | [9 empty] | - | - | [6 empty] | 9 | https://www.unikeyic.com/media/about_us/Unikey_ISO_9001_Certification.pdf | https://www.unikeyic.com/products/pushbutton-switches/2489244/24723795.html
256790 FAK-R/V/KC02/IY | EATON | 1: 154.2984 | Eaton Pushbutton Switches, Eaton Moellerseries, surface, DPNCcontact |  | - | [8 empty] | - |  |  | - |  |  |  |  | - | [10 empty] | - | - | - |  |  | threaded mounting, SMD mount | [8 empty] | - | [9 empty] | 2 NC, DPNC | 2 NC | [6 empty] | 60 | https://www.unikeyic.com/media/about_us/Unikey_ISO_9001_Certification.pdf | https://www.unikeyic.com/products/pushbutton-switches/256790-fak-r-v-kc02-iy/20846305.html
28115182DM | SAMZO | 1,000: 0.2365 3,000: 0.2326 5,000: 0.2266 | H15.1MM |  | - | [8 empty] | - |  | 28115182DM SAMZO | - |  |  |  |  | - | [10 empty] | - | - | - | [9 empty] | DIP |  | - | [9 empty] | - | - | [6 empty] | 10000 | https://www.unikeyic.com/media/datasheet/79/b5/6b91/79b56b91b0d7e781c4e08c0df07fd356.pdf | https://www.unikeyic.com/products/pushbutton-switches/28115182dm/1000959839.html
2A59 | Honeywell | 2: 69.278 | Switch Access Screen Push Button Switch |  | - | [8 empty] | - |  | 2A59 Honeywell | - |  |  |  |  | - | [10 empty] | - | - | - |  |  | snap fit | [8 empty] | - | [9 empty] | - | - | [6 empty] | 2 | https://www.unikeyic.com/media/datasheet/3c/c7/b518/3c/288a33cd71ec430e3b222e085255fd83.pdf | https://www.unikeyic.com/products/pushbutton-switches/2a59/30024625.html
2ALF3LB-024 | Altech | 1: 35.069 5: 35.069 10: 34.4428 20: 34.4428 | circular，PUSHBUTTON circular-22.5 snap fit | Altech, 22mm |  |  |  | Pushbutton, Round | 2ALF3 | [11 empty] | Illuminated - Green | [15 empty] | Not Applicable | [8 empty] | Bulk |  | 22.5mm (Round) | Contact Block(s) |  | 8546959 |  |  | - | [10 empty] | 4 | https://www.unikeyic.com/media/datasheet/4e/99/403c/4e/981bd8631ce494f96475ccee76b304a0.pdf | https://www.unikeyic.com/products/pushbutton-switches/2alf3lb-024/29903305.html
2D25 | Honeywell | 1: 375.067 2: 367.994 3: 360.91 10: 353.837 25: 300.762 | Pushbutton Switches UNSEALED OI |  | - | [8 empty] | - |  | 2D25 Honeywell | - |  |  |  |  | - | [10 empty] | - | - | - | [11 empty] | - | [9 empty] | - | - | [6 empty] | 26 | https://www.unikeyic.com/media/datasheet/82/19/fbaf/82/64d52ce5dbca586686fac8abcc705e4c.pdf | https://www.unikeyic.com/products/pushbutton-switches/2d25/834513.html
2D88 | Honeywell | 1: 458.337 2: 439.241 3: 421.663 | Plunger SPDT 125V 125V threaded mounting 43.69mm(height) |  | Plunger | [8 empty] | - |  | 2D88 Honeywell | - |  |  |  |  | - | [8 empty] | 43.69mm(height) |  | 125V | 125V | - |  |  | threaded mounting |  |  | -55℃~82℃ | [5 empty] | - | [9 empty] | SPDT | - | [6 empty] | 6 | https://www.unikeyic.com/media/datasheet/46/a4/305c/46/a275780c8051da19260aba19390fdf65.pdf | https://www.unikeyic.com/products/pushbutton-switches/2d88/1391432.html
2PB28-T | Honeywell | 1: 900.141 2: 882.838 | Round Plunger ON - OFF SPDT 30V 250V 5A 2XSPDT threaded mounting，panel mount 19.81mm(Length)*45.46mm(height) |  |  |  | No Marking | Round, Plunger | 2PB28 | SPDT x 2 |  | Silver |  |  | 5A (AC/DC) |  |  | 50,000 Cycles | - |  |  |  | - | - | - | [10 empty] | 50,000 Cycles | 1 (Unlimited) |  | Panel Mount, Rear |  |  |  | -55°C ~ 85°C |  |  | Bulk |  | - |  |  | 3485205 |  |  | PB |  |  |  |  | On-Mom |  |  | Solder Turret | 250 V | 30 V | 2 | https://www.unikeyic.com/media/datasheet/a3/f1/c821/a3/a53c8aa4044274c6892a8434d1102f4f.pdf | https://www.unikeyic.com/products/pushbutton-switches/2pb28-t/29962342.html
2TLA030054R0100 INCA 1 | ABB | 1: 179.6267 | ABB emergency button, Opening diameter22.5mm, panel mount |  | - | [8 empty] | - |  |  | - |  |  |  |  | - | [8 empty] | 32.2mm*80mm*32.2mm |  | - | - | - |  |  | panel mount | [8 empty] | - | [9 empty] | 2 NC | - | [6 empty] | 35 | https://www.unikeyic.com/media/about_us/Unikey_ISO_9001_Certification.pdf | https://www.unikeyic.com/products/pushbutton-switches/2tla030054r0100-inca-1/20548765.html
3-101-005 | SCHURTER | 20: 51.2139 60: 50.3604 100: 48.6532 | Round Off-On SPST circular-19.10(Dia) 100000Cycles 30V 250V red 100000Cycles 16A panel mount 22mm*16.6mm*46.21mm |  |  |  | No Marking | Round, Button | 3-101 | SPST |  | Clear (White Filter/Diffuser) |  |  | 16A (AC/DC) |  |  | 20,000 Cycles | - |  |  |  | LED, Red | 24 VDC | IP64 - Dust Tight, Water Resistant | [10 empty] | 100,000 Cycles | Not Applicable |  | Panel Mount, Front |  |  |  | -20°C ~ 85°C |  |  | Bulk |  | Circular - 19.10mm Dia | [5 empty] | MSM LA CS |  |  |  |  | Off-On |  |  | Quick Connect - 0.187" (4.7mm) | 250 V | 30 V | 2000 | https://www.unikeyic.com/media/datasheet/84/5c/4710/19/5bf8b8ae5b69da6ab9b95f27c7efe1df.pdf | https://www.unikeyic.com/products/pushbutton-switches/3-101-005/1352690.html
3-101-014 | SCHURTER | 20: 38.0572 60: 37.4229 100: 36.1543 | circular，PUSHBUTTON Off-On SPST circular-22.10(Dia) 100000Cycles 30V 250V green 20000Cycles 16A(AC/DC) panel mount |  |  |  | No Marking | Round, Button | 3-101 | SPST |  | Silver |  |  | 16A (AC/DC) |  |  | 20,000 Cycles | - |  |  |  | LED, Green | 24 VDC | IP64 - Dust Tight, Water Resistant | [10 empty] | 100,000 Cycles | Not Applicable |  | Panel Mount, Front |  |  |  | -20°C ~ 85°C |  |  | Bulk |  | Circular - 22.10mm Dia | [5 empty] | MSM LA |  |  |  |  | Off-On |  |  | Quick Connect - 0.187" (4.7mm) | 250 V | 30 V | 2000 | https://www.unikeyic.com/media/datasheet/76/2b/5154/76/2e521ab36cbdc7a4df4ccd7686e3e90e.pdf | https://www.unikeyic.com/products/pushbutton-switches/3-101-014/29900088.html
3-101-029 | SCHURTER | 20: 52.4154 60: 51.5418 100: 49.7946 | Round ON - OFF 100000Cycles Blue 100000Cycles 16A panel mount 22mm*16.6mm*46.21mm |  |  |  | No Marking | Round, Button | 3-101 | SPST |  | Clear (White Filter/Diffuser) |  |  | 16A (AC/DC) |  |  | 20,000 Cycles | - |  |  |  | LED, Blue | 24 VDC | IP64 - Dust Tight, Water Resistant | [10 empty] | 100,000 Cycles | Not Applicable |  | Panel Mount, Front |  |  |  | -20°C ~ 85°C |  |  | Bulk |  | Circular - 22.10mm Dia | [5 empty] | MSM LA CS |  |  |  |  | Off-On |  |  | Quick Connect - 0.187" (4.7mm) | 250 V | 30 V | 2000 | https://www.unikeyic.com/media/datasheet/84/5c/4710/19/5bf8b8ae5b69da6ab9b95f27c7efe1df.pdf | https://www.unikeyic.com/products/pushbutton-switches/3-101-029/30690696.html
3-101-030 | SCHURTER | 1: 92.6295 | Round Off-On SPST circular-22.10(Dia) 100000Cycles 30V 250V white 100000Cycles 16A panel mount 22mm*16.6mm*46.21mm |  |  |  | No Marking | Round, Button | 3-101 | SPST |  | Clear (White Filter/Diffuser) |  |  | 16A (AC/DC) |  |  | 20,000 Cycles | - |  |  |  | LED, White | 24 VDC | IP64 - Dust Tight, Water Resistant | [10 empty] | 100,000 Cycles | Not Applicable |  | Panel Mount, Front |  |  |  | -20°C ~ 85°C |  |  | Bulk |  | Circular - 22.10mm Dia | [5 empty] | MSM LA CS |  |  |  |  | Off-On |  |  | Quick Connect - 0.187" (4.7mm) | 250 V | 30 V | 7 | https://www.unikeyic.com/media/datasheet/84/5c/4710/19/5bf8b8ae5b69da6ab9b95f27c7efe1df.pdf | https://www.unikeyic.com/products/pushbutton-switches/3-101-030/30692036.html
3-102-445 | SCHURTER | 20: 40.2064 60: 39.5363 100: 38.196 | SPDT (SPDT) 19.1mm 250V Blue SPDT panel mount |  | - | [8 empty] | - |  | 3-102-445 SCHURTER | - |  |  |  |  | Blue | [10 empty] | 250V | - | - |  |  | panel mount |  |  | -25℃~85℃ |  |  |  | SPDT |  | 19.1mm | [9 empty] | SPDT | - | [6 empty] | 2000 | https://www.unikeyic.com/media/datasheet/9e/c0/1804/9e/930a43363e5709083bf1362ccb9d397b.pdf | https://www.unikeyic.com/products/pushbutton-switches/3-102-445/29728865.html
3-102-708 | SCHURTER | 20: 40.5627 60: 39.8866 100: 38.5346 | Plunger ON - OFF 100mA sealed mounting，panel mount 33.4mm(Length) |  | Plunger | [8 empty] | 100mA |  | 3-102-708 SCHURTER | - |  |  |  |  | - | [8 empty] | 33.4mm(Length) |  | - | - | - |  |  | sealed mounting, panel mount |  |  | -25℃~85℃ | [5 empty] | - | [9 empty] | - | ON - OFF | [6 empty] | 2000 | https://www.unikeyic.com/media/datasheet/26/db/1ca5/26/8c1a5f990f62fed1a95700e98fe58d37.pdf | https://www.unikeyic.com/products/pushbutton-switches/3-102-708/30045417.html
3-108-949 | SCHURTER | 20: 30.5186 60: 30.01 100: 28.9927 | Round Blue 5A panel mount |  | Round | [8 empty] | 5A |  | 3-108-949 SCHURTER | - |  |  |  |  | Blue | [10 empty] | - | - | - |  |  | panel mount |  |  | -25℃~85℃ | [5 empty] | - |  |  |  |  | Compliant |  |  |  |  | - | - | [6 empty] | 2000 | https://www.unikeyic.com/media/datasheet/2b/39/95e2/2b3995e2e94afa1fab463f4daff1529f.pdf | https://www.unikeyic.com/products/pushbutton-switches/3-108-949/34064487.html
3-108-963 | SCHURTER | 20: 33.7558 60: 33.1932 100: 32.068 | Round Blue 5A panel mount |  | Round | [8 empty] | 5A |  | 3-108-963 SCHURTER | - |  |  |  |  | Blue | [10 empty] | - | - | - |  |  | panel mount |  |  | -25℃~85℃ | [5 empty] | - |  |  |  |  | Compliant |  |  |  |  | - | - | [6 empty] | 2000 | https://www.unikeyic.com/media/datasheet/c2/80/040d/c2/90f7ab55ede20f4e5fd5982cb9181348.pdf | https://www.unikeyic.com/products/pushbutton-switches/3-108-963/33663012.html
3-119-732 | SCHURTER | 20: 70.2362 60: 69.0656 100: 66.7243 |  |  | - | [8 empty] | - |  |  | - |  |  |  |  | - | [10 empty] | - | - | - | [11 empty] | - | [5 empty] | bulk |  |  |  | - | - | [6 empty] | 2000 | https://www.unikeyic.com/media/about_us/Unikey_ISO_9001_Certification.pdf | https://www.unikeyic.com/products/pushbutton-switches/3-119-732/683877265.html
3-120-089 | SCHURTER | 20: 36.9944 60: 36.3779 100: 35.1448 | On-Mom SPDT circular-19.00(Dia) 125V panel mount |  | - | [8 empty] | - |  |  | - |  |  |  |  | - | [10 empty] | 125V | - | - |  |  | panel mount |  |  | -25℃~85℃ | [5 empty] | Circular -19.00 (Dia) |  |  |  |  | Compliant | bulk |  |  |  | SPDT | On-Mom | [6 empty] | 2000 | https://www.unikeyic.com/media/about_us/Unikey_ISO_9001_Certification.pdf | https://www.unikeyic.com/products/pushbutton-switches/3-120-089/30678282.html
3-120-119 | SCHURTER | 20: 37.0749 60: 36.457 100: 35.2212 |  |  | - | [8 empty] | - |  |  | - |  |  |  |  | - | [10 empty] | - | - | - | [11 empty] | - | [5 empty] | bulk |  |  |  | - | - | [6 empty] | 2000 | https://www.unikeyic.com/media/about_us/Unikey_ISO_9001_Certification.pdf | https://www.unikeyic.com/products/pushbutton-switches/3-120-119/30820355.html
3-120-538 | SCHURTER | 20: 53.5223 60: 52.6303 100: 50.8462 | Pushbutton Switches 4ZEVKO001 |  | - | [8 empty] | - |  | 3-120-538 SCHURTER | - |  |  |  |  | - | [10 empty] | - | - | - | [11 empty] | - |  |  |  |  | Compliant |  |  |  |  | - | - | [6 empty] | 2000 | https://www.unikeyic.com/media/datasheet/ab/30/302d/ab/0945fea3256cfb50756dff9bb0b10d29.pdf | https://www.unikeyic.com/products/pushbutton-switches/3-120-538/29654413.html
3-126-737 | SCHURTER | 1: 31.9373 | SchurterPushbutton Switches, panel mount, Latching operation, Panel opening diameter19mm, No indicator light, SPST |  |  |  |  | Round, Button, Flush |  | SPST |  | Silver |  |  | 100mA (DC) |  |  | 20,000,000 Cycles | - |  |  |  | - | - | IP67 - Dust Tight, Waterproof | [10 empty] | - | Not Applicable |  | Panel Mount, Front |  |  |  | -40°C ~ 85°C |  |  | Box |  | Circular - 19.00mm Dia | [5 empty] | MSS |  |  |  |  | On-Off |  |  | Wire Leads |  | 60 V | 9 | https://www.unikeyic.com/media/about_us/Unikey_ISO_9001_Certification.pdf | https://www.unikeyic.com/products/pushbutton-switches/3-126-737/1005243.html
3-126-758 | SCHURTER | 1: 38.4803 5: 37.7931 10: 37.7931 20: 37.7931 | SchurterIlluminated push button switch, panel mount, Instantaneous, Normally open operation, Panel opening diameter22mm, With indicator light, SPST, No |  |  |  |  | Round, Button, Flush |  | SPST-NO |  | Silver |  |  | 100mA (DC) |  |  | 20,000,000 Cycles | - |  |  |  | LED, Blue/Green/Red | 1.7, 2.6, 2.6 VDC | IP67 - Dust Tight, Waterproof | [10 empty] | - | Not Applicable |  | Panel Mount, Front |  |  |  | -40°C ~ 85°C |  |  | Box |  | Circular - 22.00mm Dia | [5 empty] | MSS |  |  |  |  | Off-Mom |  |  | Wire Leads |  | 60 V | 9 | https://www.unikeyic.com/media/about_us/Unikey_ISO_9001_Certification.pdf | https://www.unikeyic.com/products/pushbutton-switches/3-126-758/34036291.html
3-126-773 | SCHURTER | 20: 32.4171 60: 31.8768 100: 30.7962 | SchurterPushbutton Switches, panel mount, Latching operation, Panel opening diameter22mm, No indicator light, SPST |  |  |  |  | Round, Button, Flush |  | SPST |  | Silver |  |  | 100mA (DC) |  |  | 20,000,000 Cycles | - |  |  |  | - | - | IP67 - Dust Tight, Waterproof | [10 empty] | - | Not Applicable |  | Panel Mount, Front |  |  |  | -40°C ~ 85°C |  |  | Box |  | Circular - 22.00mm Dia |  |  | 16610383 |  |  | MSS |  |  |  |  | On-Off |  |  | Wire Leads |  | 60 V | 2000 | https://www.unikeyic.com/media/about_us/Unikey_ISO_9001_Certification.pdf | https://www.unikeyic.com/products/pushbutton-switches/3-126-773/33741444.html
3-126-798 | SCHURTER | 5: 26.543 | SchurterPushbutton Switches, panel mount, Instantaneous, Normally open operation, Panel opening diameter30mm, No indicator light, SPST, No |  |  |  |  | Round, Button, Flush |  | SPST-NO |  | Silver |  |  | 100mA (DC) |  |  | 20,000,000 Cycles | - |  |  |  | - | - | IP67 - Dust Tight, Waterproof | [10 empty] | - | Not Applicable |  | Panel Mount, Front |  |  |  | -40°C ~ 85°C |  |  | Box |  | Circular - 30.00mm Dia | [5 empty] | MSS |  |  |  |  | Off-Mom |  |  | Wire Leads |  | 60 V | 9 | https://www.unikeyic.com/media/about_us/Unikey_ISO_9001_Certification.pdf | https://www.unikeyic.com/products/pushbutton-switches/3-126-798/256319162.html
3-135-364 | SCHURTER | 3: 48.609 | On-Off SPST circular-22.00(Dia) 60V 48V wire mounting，panel mount |  |  |  |  | Round, Button, Flush |  | SPST |  | Silver |  |  | 100mA (AC/DC) |  |  | 20,000,000 Cycles | - |  |  |  | LED, Blue/Green/Red | - | IP67 - Dust Tight, Waterproof | [10 empty] | - | Not Applicable |  | Panel Mount, Front |  |  |  | -30°C ~ 85°C |  |  | Box |  | Circular - 22.00mm Dia | [5 empty] | TTS |  |  |  |  | On-Off |  |  | Wire Leads | 48 V | 60 V | 5 | https://www.unikeyic.com/media/about_us/Unikey_ISO_9001_Certification.pdf | https://www.unikeyic.com/products/pushbutton-switches/3-135-364/21406295.html
3-137-082 | SCHURTER | 20: 46.2722 60: 45.5011 100: 43.9587 | SchurterPushbutton Switches, panel mount, Instantaneous operation, With indicator light, SPDT |  |  |  |  | Round, Button, Flush |  | SPDT |  | Silver |  |  | 5A (AC) |  |  | 200,000 Cycles | - |  |  |  | LED, White | - | IP40 | [10 empty] | 1,500,000 Cycles | Not Applicable |  | Panel Mount, Front |  |  |  | -25°C ~ 85°C |  |  | Box |  | Circular - 19.00mm Dia |  |  | 16903659 |  |  | MSM |  |  |  |  | On-Mom |  |  | Quick Connect - 0.110" (2.8mm) | 125 V |  | 2000 | https://www.unikeyic.com/media/pdf/PCNObsolescenceEOL/schurter/fa/50/e83e/3-136-772/2025/12/M1568-B-Phase-out-MSM-MO-REV1.pdf | https://www.unikeyic.com/products/pushbutton-switches/3-137-082/24593942.html
3-139-728 | SCHURTER | 20: 32.6678 60: 32.1233 100: 31.0344 |  |  | - | [8 empty] | - |  |  | - |  |  |  |  | - | [10 empty] | - | - | - | [11 empty] | - |  |  |  |  | Compliant | bulk |  |  |  | - | - | [6 empty] | 2000 | https://www.unikeyic.com/media/about_us/Unikey_ISO_9001_Certification.pdf | https://www.unikeyic.com/products/pushbutton-switches/3-139-728/644055217.html
3-1437567-1 | TE Connectivity | 9: 13.365 21: 13.123 42: 12.87 83: 12.628 100: 12.375 | Plunger DPDT 50000Cycles wire mounting，panel mount 13mm(Length)*40.56mm(height) |  | Plunger | [8 empty] | - |  | 3-1437567-1 TE Connectivity | 50000Cycles |  |  |  |  | - | [8 empty] | 13mm(Length)*40.56mm(height) |  | - | - | - |  |  | wire mounting, panel mount |  |  | -20℃~80℃ | [5 empty] | - | [9 empty] | DPDT | - | [6 empty] | 192 | https://www.unikeyic.com/media/datasheet/5d/87/bf72/5d/397ea98a058150cd06a3b7f854e12574.pdf | https://www.unikeyic.com/products/pushbutton-switches/3-1437567-1/29940164.html
3-1437567-6 | TE Connectivity | 1: 50.7955 5: 47.5848 10: 47.466 25: 46.032 50: 28.329 75: 22.428 100: 21.9765 | Plunger 3PDT 250V panel mount 39.11mm(height) |  | Plunger | [8 empty] | - |  | 3-1437567-6 TE Connectivity | - |  |  |  |  | - | [8 empty] | 39.11mm(height) |  | 250V | - | - |  |  | panel mount |  |  | -20℃~80℃ | [5 empty] | - | [5 empty] | boxed |  |  |  | 3PDT | - | [6 empty] | 145 | https://www.unikeyic.com/media/datasheet/13/41/7936/13417936bbb732a368acf240a848db67.pdf | https://www.unikeyic.com/products/pushbutton-switches/3-1437567-6/330083.html
3-145-274 | SCHURTER | 7: 17.127 | SWITCH PUSHBUTTON SPDT 10A 250V |  | - | [8 empty] | - |  |  | - |  |  |  |  | - | [10 empty] | - | - | - | [11 empty] | - | [5 empty] | bulk |  |  |  | - | - | [6 empty] | 9 | https://www.unikeyic.com/media/about_us/Unikey_ISO_9001_Certification.pdf | https://www.unikeyic.com/products/pushbutton-switches/3-145-274/643984986.html
3-145-368 | SCHURTER | 1: 104.2032 | Schurter 3-145-368 Switch |  | - | [8 empty] | - |  |  | - |  |  |  |  | - | [10 empty] | - | - | - | [11 empty] | - | [5 empty] | bulk |  |  |  | - | - | [6 empty] | 20 | https://www.unikeyic.com/media/about_us/Unikey_ISO_9001_Certification.pdf | https://www.unikeyic.com/products/pushbutton-switches/3-145-368/643981778.html
3-145-388 | SCHURTER | 20: 23.9009 60: 23.5025 100: 22.7058 |  |  | - | [8 empty] | - |  |  | - |  |  |  |  | - | [10 empty] | - | - | - | [11 empty] | - | [5 empty] | bulk |  |  |  | - | - | [6 empty] | 2000 | https://www.unikeyic.com/media/about_us/Unikey_ISO_9001_Certification.pdf | https://www.unikeyic.com/products/pushbutton-switches/3-145-388/643989109.html
3-145-438 | SCHURTER | 20: 21.0879 60: 20.7365 100: 20.0335 |  |  | - | [8 empty] | - |  |  | - |  |  |  |  | - | [10 empty] | - | - | - | [11 empty] | - | [5 empty] | bulk |  |  |  | - | - | [6 empty] | 2000 | https://www.unikeyic.com/media/about_us/Unikey_ISO_9001_Certification.pdf | https://www.unikeyic.com/products/pushbutton-switches/3-145-438/643984459.html
3-145-534 | SCHURTER | 4: 31.537 | MSM22 SWITCH MO NX SPDT 100MA |  | - | [8 empty] | - |  |  | - |  |  |  |  | - | [10 empty] | - | - | - | [11 empty] | - | [5 empty] | bulk |  |  |  | - | - | [6 empty] | 4 | https://www.unikeyic.com/media/about_us/Unikey_ISO_9001_Certification.pdf | https://www.unikeyic.com/products/pushbutton-switches/3-145-534/643996796.html
3-145-630 | SCHURTER | 1: 225.6602 | PUSHBUTTON SPDT yellow panel mount |  | PUSHBUTTON | [8 empty] | - |  |  | - |  |  |  |  | yellow | [10 empty] | - | - | - |  |  | panel mount |  |  | -30℃~85℃ | [5 empty] | - | [9 empty] | SPDT | - | [6 empty] | 20 | https://www.unikeyic.com/media/about_us/Unikey_ISO_9001_Certification.pdf | https://www.unikeyic.com/products/pushbutton-switches/3-145-630/643981120.html
3-145-649 | SCHURTER | 1: 279.7948 | PUSHBUTTON SPDT green panel mount |  | PUSHBUTTON | [8 empty] | - |  |  | - |  |  |  |  | green | [10 empty] | - | - | - |  |  | panel mount |  |  | -40℃~85℃ | [5 empty] | - | [9 empty] | SPDT | - | [6 empty] | 20 | https://www.unikeyic.com/media/about_us/Unikey_ISO_9001_Certification.pdf | https://www.unikeyic.com/products/pushbutton-switches/3-145-649/643987110.html
3-145-722 | SCHURTER | 20: 29.3487 60: 28.8595 100: 27.8812 |  |  | - | [8 empty] | - |  |  | - |  |  |  |  | - | [10 empty] | - | - | - | [11 empty] | - | [5 empty] | bulk |  |  |  | - | - | [6 empty] | 2000 | https://www.unikeyic.com/media/about_us/Unikey_ISO_9001_Certification.pdf | https://www.unikeyic.com/products/pushbutton-switches/3-145-722/700457155.html
3-145-729 | SCHURTER | 20: 29.3487 60: 28.8595 100: 27.8812 | On-Mom SPDT circular-22.10(Dia) 30V panel mount |  | - | [8 empty] | - |  |  | - |  |  |  |  | - | [10 empty] | - | 30V | - |  |  | panel mount |  |  | -30℃~85℃ | [5 empty] | circular-22.10(Dia) | [5 empty] | bulk |  |  |  | SPDT | On-Mom | [6 empty] | 2000 | https://www.unikeyic.com/media/about_us/Unikey_ISO_9001_Certification.pdf | https://www.unikeyic.com/products/pushbutton-switches/3-145-729/700454973.html
3-145-764 | SCHURTER | 4: 32.516 |  |  | - | [8 empty] | - |  |  | - |  |  |  |  | - | [10 empty] | - | - | - | [11 empty] | - | [5 empty] | bulk |  |  |  | - | - | [6 empty] | 6 | https://www.unikeyic.com/media/about_us/Unikey_ISO_9001_Certification.pdf | https://www.unikeyic.com/products/pushbutton-switches/3-145-764/700456903.html
3-145-840 | SCHURTER | 20: 30.8797 60: 30.365 100: 29.3358 |  |  | - | [8 empty] | - |  |  | - |  |  |  |  | - | [10 empty] | - | - | - | [11 empty] | - | [5 empty] | bulk |  |  |  | - | - | [6 empty] | 2000 | https://www.unikeyic.com/media/about_us/Unikey_ISO_9001_Certification.pdf | https://www.unikeyic.com/products/pushbutton-switches/3-145-840/643990274.html
3-145-917 | SCHURTER | 4: 36.014 |  |  | - | [8 empty] | - |  |  | - |  |  |  |  | - | [10 empty] | - | - | - | [11 empty] | - | [5 empty] | bulk |  |  |  | - | - | [6 empty] | 4 | https://www.unikeyic.com/media/about_us/Unikey_ISO_9001_Certification.pdf | https://www.unikeyic.com/products/pushbutton-switches/3-145-917/700452994.html
3-146-045 | SCHURTER | 4: 35.827 | SWITCH PUSHBUTTON DPDT 5A 125V |  | - | [8 empty] | - |  |  | - |  |  |  |  | - | [10 empty] | - | - | - | [11 empty] | - | [5 empty] | bulk |  |  |  | - | - | [6 empty] | 9 | https://www.unikeyic.com/media/about_us/Unikey_ISO_9001_Certification.pdf | https://www.unikeyic.com/products/pushbutton-switches/3-146-045/663784304.html
3-148-414 | SCHURTER | 1: 32.8727 | PUSHBUTTON red，green，Blue panel mount 19mm(width) |  | PUSHBUTTON | [8 empty] | - |  |  | - |  |  |  |  | red, green, Blue | [8 empty] | 19mm(width) |  | - | - | - |  |  | panel mount |  |  | -30℃~85℃ | [5 empty] | - | [9 empty] | - | - | [6 empty] | 40 | https://www.unikeyic.com/media/about_us/Unikey_ISO_9001_Certification.pdf | https://www.unikeyic.com/products/pushbutton-switches/3-148-414/695649351.html
3-2213764-1 | TE Connectivity | 100: 14.8774 |  |  | - | [8 empty] | - |  | 3-2213764-1 TE Connectivity | - |  |  |  |  | - | [10 empty] | - | - | - | [9 empty] | SPDT |  | - | [9 empty] | - | - | [6 empty] | 10000 | https://www.unikeyic.com/media/datasheet/26/31/24f3/26/e61edefef9775ce2611f4585f99edbc1.pdf | https://www.unikeyic.com/products/pushbutton-switches/3-2213764-1/29573530.html
3-2213764-3 | TE Connectivity | 100: 14.8774 | [34 empty] | Vendor Undefined | [8 empty] | Box | [7 empty] | * | [10 empty] | 10000 | https://www.unikeyic.com/media/datasheet/10/14/6df4/10146df46b3c849eb9bf1726433ab170.pdf | https://www.unikeyic.com/products/pushbutton-switches/3-2213764-3/18031975.html
3-2213764-9 | TE Connectivity | 100: 15.7079 |  |  | - | [8 empty] | - |  | 3-2213764-9 TE Connectivity | - |  |  |  |  | - | [10 empty] | - | - | - | [9 empty] | SPDT |  | - |  |  |  |  | Compliant | boxed |  |  |  | - | - | [6 empty] | 10000 | https://www.unikeyic.com/media/datasheet/05/a6/bc19/05a6bc19e977d3b0719e90fbd926da1d.pdf | https://www.unikeyic.com/products/pushbutton-switches/3-2213764-9/33979055.html
3-2213766-4 | TE Connectivity | 100: 16.5383 |  |  | - | [8 empty] | - |  | 3-2213766-4 TE Connectivity | - |  |  |  |  | - | [10 empty] | - | - | - | [9 empty] | SPDT |  | - | [9 empty] | - | - | [6 empty] | 10000 | https://www.unikeyic.com/media/datasheet/b0/4c/8c0f/b0/d24a372cc7a456ce7fe61b0f49fdc96a.pdf | https://www.unikeyic.com/products/pushbutton-switches/3-2213766-4/23110664.html
3-2213766-5 | TE Connectivity | 100: 15.7079 |  |  | - | [8 empty] | - |  | 3-2213766-5 TE Connectivity | - |  |  |  |  | - | [10 empty] | - | - | - | [9 empty] | SPDT |  | - | [9 empty] | - | - | [6 empty] | 10000 | https://www.unikeyic.com/media/datasheet/b0/4c/8c0f/b0/d24a372cc7a456ce7fe61b0f49fdc96a.pdf | https://www.unikeyic.com/products/pushbutton-switches/3-2213766-5/29769272.html
3-2213772-5 | TE Connectivity | 100: 16.8564 |  |  | - | [8 empty] | - |  | 3-2213772-5 TE Connectivity | - |  |  |  |  | - | [10 empty] | - | - | - | [9 empty] | SPDT |  | - | [9 empty] | - | - | [6 empty] | 10000 | https://www.unikeyic.com/media/datasheet/26/31/24f3/26/e61edefef9775ce2611f4585f99edbc1.pdf | https://www.unikeyic.com/products/pushbutton-switches/3-2213772-5/33968176.html
3-2381880-1 | TE Connectivity | 4: 33.495 9: 32.879 17: 32.263 33: 31.636 50: 31.02 | Emergency Stop Switches / E-Stop Switches PBES16 28 INCA 6VAC/ DC 40mA 1NC 1NC |  | - | [8 empty] | - |  |  | - |  |  |  |  | - | [10 empty] | - | - | - | [11 empty] | - | [9 empty] | - | - | [6 empty] | 50 | https://www.unikeyic.com/media/about_us/Unikey_ISO_9001_Certification.pdf | https://www.unikeyic.com/products/pushbutton-switches/3-2381880-1/20831815.html
3.13.002.102/0000 | RAFI | 14: 8.272 46: 7.876 183: 7.524 458: 7.194 | Pushbutton SW 1N 4-5 VDC No Illum for Keyboard |  | - | [8 empty] | - |  | 3.13.002.102/0000 RAFI | - |  |  |  |  | - | [10 empty] | - | - | - | [11 empty] | - | [9 empty] | - | - | [6 empty] | 624 | https://www.unikeyic.com/media/datasheet/04/96/3da8/04/4cdee7cab2d9d852b384960729599096.pdf | https://www.unikeyic.com/products/pushbutton-switches/3-13-002-102-0000/29635384.html
30-16-BLK | grayhill | 2: 29.447 12: 24.761 25: 18.348 100: 16.874 500: 14.41 1,000: 13.167 | Round Button Off-On SPST-NO circular-12.30(Dia) 100000Cycles 115V 100000Cycles 1A welding mounting，panel mount 14.29mm*14.29mm*36.8mm |  |  |  | No Marking | Round, Plunger | 30-16 | SPST-NO |  | Black |  |  | 1A (AC) |  |  | 100,000 Cycles | - |  |  |  | - | - | - | [10 empty] | - | 1 (Unlimited) |  | Panel Mount, Rear |  |  |  | -40°C ~ 85°C |  |  | Bulk |  | Circular - 12.30mm Dia | [5 empty] | 30 |  |  |  |  | Off-On |  |  | Solder Lug | 115 V |  | 17 | https://www.unikeyic.com/media/datasheet/6a/44/024b/6a/719b970377f8b3a6cdfeed2539ed7a02.pdf | https://www.unikeyic.com/products/pushbutton-switches/30-16-blk/1348698.html
30-3 | grayhill | 1: 8.2571 5: 8.2571 10: 7.3984 20: 7.2663 50: 7.2663 | circular，Plunger shut-Instantaneous SPST-NO circular-diameter6.75 1000000Cycles 115V 1000000Cycles 1A(AC) panel mount 9.53mm*9.53mm*9.53mm |  |  |  | No Marking | Round, Plunger |  | SPST-NO |  | Black |  |  | 1A (AC) |  |  | 1,000,000 Cycles | - |  |  |  | - | - | - | [10 empty] | - | 1 (Unlimited) |  | Panel Mount, Rear |  |  |  | -40°C ~ 85°C |  |  | Bulk |  | Circular - 6.75mm Dia | [5 empty] | 30 |  |  |  |  | Off-Mom |  |  | Solder Lug | 115 V |  | 866 | https://www.unikeyic.com/media/datasheet/6a/44/024b/6a/719b970377f8b3a6cdfeed2539ed7a02.pdf | https://www.unikeyic.com/products/pushbutton-switches/30-3/33790823.html
31-121.022 | eao | 1: 62.9786 5: 61.854 10: 60.7294 25: 60.7294 50: 60.7294 100: 60.7294 250: 60.7294 | Rectangular Button Off-Mom，On-Mom DPST-NO/NC circular-16.00(Dia) 42V 250V 5A welding mounting，panel mount 24mm*18mm*46.5mm |  |  |  | No Marking | Rectangular, Button (Not Included) | 31-121 | DPST-NO/NC |  | - |  |  | 5A (AC) |  |  | - | - |  |  |  | - | - | IP40 | [10 empty] | 2,000,000 Cycles | Not Applicable |  | Panel Mount, Front |  |  |  | -25°C ~ 55°C |  |  | Bulk |  | Circular - 16.00mm Dia | [5 empty] | 31 |  |  |  |  | On-Mom, Off-Mom |  |  | Solder, Quick Connect - 0.110" (2.8mm) | 250 V |  | 91 | https://www.unikeyic.com/media/pdf/HTMLDatasheet/eao/a1/b2/0aa2/31-453-036/2025/11/31-050-002.pdf | https://www.unikeyic.com/products/pushbutton-switches/31-121-022/360570.html
31-131.0252 | eao | 1: 48.2144 5: 47.3535 10: 47.3535 20: 47.3535 | EAO Pushbutton Switches, Instant operation, panel mount, Contact rated current 5 A @ 250 V AC, SPDT (SPDT) |  | Round Button | [8 empty] | - |  | 31-131.0252 eao | - |  |  |  |  | - | [10 empty] | 250V | - | - |  |  | welding mounting, panel mount |  |  | -25℃~55℃ | [5 empty] | Round-16 |  |  |  |  | Compliant |  |  |  |  | DPST | Momentary Contact | [6 empty] | 8 | https://www.unikeyic.com/media/datasheet/89/59/8733/89/36157a57304a8e3d15c5f9eb4499995f.pdf | https://www.unikeyic.com/products/pushbutton-switches/31-131-0252/33790916.html
31-282.0252 | eao | 1: 75.7873 5: 74.4339 10: 74.4339 | Square Button Maintained Contact 4PST circular-16 250V welding mounting，panel mount |  | Square Button | [8 empty] | - |  |  | - |  |  |  |  | - | [10 empty] | 250V | - | - |  |  | welding mounting, panel mount | [8 empty] | Round-16 |  |  |  |  | Compliant |  |  |  |  | 4PST | Maintained Contact | [6 empty] | 22 | https://www.unikeyic.com/media/about_us/Unikey_ISO_9001_Certification.pdf | https://www.unikeyic.com/products/pushbutton-switches/31-282-0252/996001.html
31-421.036 | eao | 1: 45.7809 5: 44.9634 10: 44.9634 20: 44.9634 | EAO Illuminated push button switch, button actuator |  |  |  | No Marking | Rectangular, Button (Not Included) | 31-421 | SPST-NO |  | - |  |  | 100mA (AC/DC) |  |  | - | - |  |  |  | - | - | IP40 | [10 empty] | 5,000,000 Cycles | Not Applicable |  | Panel Mount, Front |  |  |  | -25°C ~ 55°C |  |  | Bulk |  | Circular - 16.00mm Dia | [5 empty] | 31 |  |  |  |  | Off-Mom |  |  | PC Pin, Solder Lug | 42 V | 42 V | 4 | https://www.unikeyic.com/media/datasheet/9c/f6/36dd/9c/4b61864db5db191c770c605ecbd8242d.pdf | https://www.unikeyic.com/products/pushbutton-switches/31-421-036/1003835.html
31-471.036 | eao | 1: 41.6526 5: 40.9088 10: 40.9088 20: 40.9088 | Illuminated Pushbutton Actuator |  |  |  | No Marking | Round, Button (Not Included) | 31-471 | DPST-NO |  | - |  |  | 100mA (AC/DC) |  |  | - | - |  |  |  | - | - | IP40 | [10 empty] | 1,000,000 Cycles | Not Applicable |  | Panel Mount, Front |  |  |  | -25°C ~ 55°C |  |  | Bulk |  | Circular - 16.00mm Dia |  |  | 8733825 |  |  | 31 |  |  |  |  | Off-On |  |  | PC Pin, Solder Lug | 42 V | 42 V | 4 | https://www.unikeyic.com/media/datasheet/00/9d/dfc3/4e/953f37adbbcbd0e2f3e28c0010f436d4.pdf | https://www.unikeyic.com/products/pushbutton-switches/31-471-036/30844488.html
31-903.2 | eao | 1: 4.753 10: 4.5629 25: 4.2587 50: 4.1826 100: 4.1826 250: 4.1066 500: 4.1066 1,000: 4.1066 | EAORed rectangular pushbutton lens, used for31 series | [5 empty] | 31-903 |  | Red | [7 empty] | - | 31 Series | Illuminated | [15 empty] | Not Applicable |  | Snap Fit | [6 empty] | Bulk |  |  |  |  | 8733855 |  |  | 31 | Rectangular | 15.30mm L x 21.50mm W |  |  |  |  | Pushbutton |  |  |  | 126 | https://www.unikeyic.com/media/datasheet/6e/b7/252d/6e/475bb9b7a29195c3e417bbb1e4f59c7a.pdf | https://www.unikeyic.com/products/pushbutton-switches/31-903-2/611690.html
31-931.9 | eao | 5: 3.5648 10: 3.5648 20: 3.194 50: 3.194 | EAOWhite Round Button Lens, used for31 series, 15.8 Dia.mm | [5 empty] | 31-931 |  | White | [7 empty] | - | 31 Series | Illuminated | [15 empty] | Not Applicable |  | Snap Fit | [6 empty] | Bulk |  |  |  |  | 8733884 |  |  | 31 | Round | 15.80mm Dia |  |  |  |  | Pushbutton |  |  |  | 7 | https://www.unikeyic.com/media/datasheet/af/4c/2e76/af4c2e76c8af7bcc240f793b50609317.pdf | https://www.unikeyic.com/products/pushbutton-switches/31-931-9/33661705.html
31-933.5 | eao | 50: 3.0842 300: 3.0084 500: 2.9579 | EAO Switch Lens, For EAO 31 Series | [5 empty] | 31-933 |  | Green | [7 empty] | - | 31 Series | Illuminated | [15 empty] | Not Applicable |  | Snap Fit | [6 empty] | Bulk | [7 empty] | 31 | Round | 15.80mm Dia |  |  |  |  | Pushbutton |  |  |  | 107 | https://www.unikeyic.com/media/datasheet/6e/b7/252d/6e/475bb9b7a29195c3e417bbb1e4f59c7a.pdf | https://www.unikeyic.com/products/pushbutton-switches/31-933-5/797920.html
31-935.2 | eao | 1: 5.6576 | Red, Snap-In Mount, 15.8mm W × 15.8mm H | [5 empty] | 31-935 |  | Red | [7 empty] | - | 31 Series | Illuminated | [15 empty] | Not Applicable |  | Snap Fit | [6 empty] | Bulk | [7 empty] | 31 | Round | 15.80mm Dia |  |  |  |  | Pushbutton |  |  |  | 10 | https://www.unikeyic.com/media/about_us/Unikey_ISO_9001_Certification.pdf | https://www.unikeyic.com/products/pushbutton-switches/31-935-2/30588997.html
324-0072 | Dialight | 12: 10.043 37: 9.559 146: 9.13 | Square Cap Push Button Switch Access | [7 empty] | Green | [8 empty] | 554 Series | Illuminated | [15 empty] | Not Applicable |  | Snap Fit | [6 empty] | Box | [7 empty] | 324 | Square | 12.85mm L x 12.85mm W x 11.13mm H |  |  |  |  | Pushbutton |  |  |  | 168 | https://www.unikeyic.com/media/datasheet/ea/ea/84b1/ea/4a1a585fa5ca97321771bffc26cb4f74.pdf | https://www.unikeyic.com/products/pushbutton-switches/324-0072/33877500.html
324-0073 | Dialight | 10: 11.902 31: 11.341 123: 10.824 | Switch Bezels / Switch Caps SWITCH CAP | [7 empty] | Yellow | [8 empty] | 554 Series | Illuminated | [15 empty] | Not Applicable |  | Snap Fit | [6 empty] | Box | [7 empty] | 324 | Square | 12.85mm L x 12.85mm W x 11.13mm H |  |  |  |  | Pushbutton |  |  |  | 144 | https://www.unikeyic.com/media/datasheet/f3/90/5bec/f3/c5b9cfef5174be577848e9a6d7397941.pdf | https://www.unikeyic.com/products/pushbutton-switches/324-0073/33700127.html
325-0072 | Dialight | 16: 7.304 50: 6.952 | Switch Bezels/Switch Caps GREEN CAP FOR 1/2 | [7 empty] | Green | [8 empty] | 554 Series | Illuminated | [15 empty] | Not Applicable |  | Snap Fit | [6 empty] | Box | [7 empty] | 325 | Square | 15.77mm L x 15.77mm W x 11.13mm H |  |  |  |  | Pushbutton |  |  |  | 112 | https://www.unikeyic.com/media/datasheet/07/a9/51b8/07/bb8da33f36c79eca5a3f93dda4711ef6.pdf | https://www.unikeyic.com/products/pushbutton-switches/325-0072/29566106.html
3251-20-01 | EICHOFF | 1: 17.5372 50: 17.0164 100: 16.4956 250: 16.1323 500: 15.7932 | EICHOFF red/green button switch, Flange mounting, Latching operation, No indicator light, DPDT |  | Pushbutton type | [8 empty] | - |  | 3251-20-01 EICHOFF | - |  |  |  |  | - | [10 empty] | - | - | - |  |  | panel mount | [8 empty] | - | [9 empty] | DPDT | - | [6 empty] | 63 | https://www.unikeyic.com/media/datasheet/aa/f0/cc40/aa/46d70efc745bb3ce4cc420ddcb0141ed.pdf | https://www.unikeyic.com/products/pushbutton-switches/3251-20-01/29631617.html
33EAYL | BACO Controls | 1: 17.0665 15: 15.8779 25: 15.4904 | BACO Illuminated button holder, 24V |  | - | [8 empty] | - |  | 33EAYL BACO Controls | - |  |  |  |  | yellow | [10 empty] | - | - | - |  |  | threaded mounting | [8 empty] | - | [9 empty] | - | - | [6 empty] | 30 | https://www.unikeyic.com/media/datasheet/6a/72/628c/6a/615fbfc938fa0fac682051b131eb4b09.pdf | https://www.unikeyic.com/products/pushbutton-switches/33eayl/30538787.html
3832510KB | bulgin | 10: 10.505 30: 10.307 60: 10.109 | Round Button On-Mom SPDT circular-12.70(Dia) 250V 250V SPDT panel mount 22mm(Length)*43.5mm(height) |  |  |  | No Marking | Round, Button | 3832510 | SPDT |  | Black |  |  | 16A (AC) |  |  | - | - |  |  |  | - | - | IP40 | [10 empty] | - | 1 (Unlimited) |  | Panel Mount, Rear |  |  |  | - |  |  | Bulk |  | Circular - 12.70mm Dia |  |  | 18831089 |  |  | 380 |  |  |  |  | On-Mom |  |  | Quick Connect - 0.250" (6.3mm) | 250 V |  | 144 | https://www.unikeyic.com/media/datasheet/ad/0c/025f/ad/d2f1f9c1904ff951a580f0de0233a42a.pdf | https://www.unikeyic.com/products/pushbutton-switches/3832510kb/29820079.html
3832510MR | bulgin | 10: 9.724 35: 8.789 70: 8.624 150: 8.481 200: 8.316 250: 7.271 500: 6.754 | circular，PUSHBUTTON On-Mom SPDT circular-12.70(Dia) 250V 16A(AC) SPDT panel mount |  |  |  | No Marking | Round, Button | 3832510 | SPDT |  | Red |  |  | 16A (AC) |  |  | - | - |  |  |  | - | - | IP40 | [10 empty] | - | 1 (Unlimited) |  | Panel Mount, Rear |  |  |  | - |  |  | Bulk |  | Circular - 12.70mm Dia | [5 empty] | 380 |  |  |  |  | On-Mom |  |  | Quick Connect - 0.250" (6.3mm) | 250 V |  | 280 | https://www.unikeyic.com/media/datasheet/ad/0c/025f/ad/d2f1f9c1904ff951a580f0de0233a42a.pdf | https://www.unikeyic.com/products/pushbutton-switches/3832510mr/1123024.html
3852510KB | bulgin | 5: 11.682 30: 10.604 60: 10.406 150: 10.219 200: 10.021 250: 8.767 500: 8.107 | Pushbutton Switches SPDT Push Button Switch Black |  |  |  | No Marking | Round, Button | 3852510 | SPDT |  | Black |  |  | 16A (AC) |  |  | - | - |  |  |  | - | - | IP40 | [10 empty] | - | 1 (Unlimited) |  | Panel Mount, Rear |  |  |  | - |  |  | Bulk |  | Circular - 12.70mm Dia | [5 empty] | 380 |  |  |  |  | On-Mom |  |  | Quick Connect - 0.187" (4.7mm) | 250 V |  | 222 | https://www.unikeyic.com/media/datasheet/1f/48/331c/a3/fd206348f2dea44f279f769ae5c8a861.pdf | https://www.unikeyic.com/products/pushbutton-switches/3852510kb/688086.html
3852510KBL | bulgin | 10: 10.802 30: 10.604 60: 10.406 150: 10.219 200: 10.021 | On-Mom SPDT, Round-12.70(Dia) 250V SPDT, Panel Mount |  |  |  | No Marking | Round, Button | 3852510 | SPDT |  | Blue |  |  | 16A (AC) |  |  | - | - |  |  |  | - | - | IP40 | [10 empty] | - | 1 (Unlimited) |  | Panel Mount, Rear |  |  |  | - |  |  | Bulk |  | Circular - 12.70mm Dia | [5 empty] | 380 |  |  |  |  | On-Mom |  |  | Quick Connect - 0.187" (4.7mm) | 250 V |  | 107 | https://www.unikeyic.com/media/datasheet/1f/48/331c/3c/bd24779dde4839bfeeb447c0d3152bd8.pdf | https://www.unikeyic.com/products/pushbutton-switches/3852510kbl/29688164.html
39-102 | grayhill | 3: 21.769 14: 21.373 25: 20.196 100: 18.579 500: 15.796 1,000: 14.421 | Round Plunger Momentary Contact SPST 30000Cycles 220V 30000Cycles 150mA welding mounting，panel mount 11.1mm*11.1mm*19.69mm |  |  |  | No Marking | Round, Plunger |  | SPST-NO |  | White |  |  | 150mA (AC) |  |  | 30,000 Cycles | Overtravel |  |  |  | - | - | - | [10 empty] | - | 1 (Unlimited) |  | Panel Mount, Rear |  |  |  | -40°C ~ 85°C |  |  | Bulk |  | Circular - 8.61mm Dia | [5 empty] | 39 |  |  |  |  | Off-Mom |  |  | Solder Lug | 115 V |  | 55 | https://www.unikeyic.com/media/datasheet/22/de/707c/22/0e783c56821f4018004b61dacdd6f968.pdf | https://www.unikeyic.com/products/pushbutton-switches/39-102/481124.html
39-261 RED | grayhill | 3: 6.693 10: 6.083 25: 5.67 50: 5.3892 100: 4.968 250: 4.5885 500: 4.158 | Round Plunger On-Mom SPDT 500000Cycles 28V 115V 500000Cycles 250mA SPDT Through hole mounting 12.7mm*8.64mm*8.33mm |  |  |  | No Marking | Round, Button | 39-261 | SPDT |  | Red |  |  | 250mA (AC) |  |  | 500,000 Cycles | Sealed - Flux Protection |  |  |  | - | - | - | [10 empty] | - | 1 (Unlimited) |  | Through Hole, Right Angle |  |  |  | -40°C ~ 125°C |  |  | Bulk |  | - |  |  | 770055 |  |  | 39 |  |  |  |  | On-Mom |  |  | PC Pin | 115 V |  | 932 | https://www.unikeyic.com/media/datasheet/40/1f/c978/86/6569447c8b35a71df610add5d90652ff.pdf | https://www.unikeyic.com/products/pushbutton-switches/39-261-red/1318554.html
39-424 BLK | grayhill | 1: 12.8685 10: 10.648 25: 10.152 50: 9.18 100: 8.5968 250: 8.3052 500: 7.938 1,000: 7.7976 | circular，Plunger shut-Instantaneous SPST-NO circular-diameter4.37 100000Cycles 100000Cycles 150mA(DC) panel mount 12.2mm(height) |  |  |  | No Marking | Round, Plunger | 39-424 | SPST-NO |  | Black |  |  | 150mA (DC) |  |  | 100,000 Cycles | Overtravel |  |  |  | - | - | - | [10 empty] | - | 1 (Unlimited) |  | Panel Mount, Rear |  |  |  | -40°C ~ 85°C |  |  | Bulk |  | Circular - 4.37mm Dia |  |  | 2409541 |  |  | 39 |  |  |  |  | Off-Mom |  |  | PC Pin |  | 28 V | 27 | https://www.unikeyic.com/media/datasheet/f5/0d/d7ae/f5/3f09c505e27df8829d1ab631c4aaee01.pdf | https://www.unikeyic.com/products/pushbutton-switches/39-424-blk/30570944.html
39-501 BLK | grayhill | 1: 16.5544 21: 13.6212 42: 13.0277 63: 12.6921 105: 12.2811 252: 11.6063 | circular，Plunger Off-Mom SPST-NO 1000000Cycles 28V 1000000Cycles 150mA(DC) Plugins Through hole mounting 6.35mm*6.35mm*8.64mm |  |  |  | No Marking | Round, Plunger | 39-501 | SPST-NO |  | Black |  |  | 150mA (DC) |  |  | 1,000,000 Cycles | - |  |  |  | - | - | - | [10 empty] | - | 1 (Unlimited) |  | Through Hole, Right Angle |  |  |  | -40°C ~ 85°C |  |  | Tube |  | - |  |  | 262335 |  |  | 39 |  |  |  |  | Off-Mom |  |  | PC Pin |  | 28 V | 218 | https://www.unikeyic.com/media/datasheet/f5/0d/d7ae/f5/3f09c505e27df8829d1ab631c4aaee01.pdf | https://www.unikeyic.com/products/pushbutton-switches/39-501-blk/33859177.html
3K208-2RC3AG | grayhill | 1: 333.0828 10: 281.718 25: 264.33 | circular-40.64(Dia) 1000000Cycles 24V panel mount 5.1mm(Length)*3.522mm(height) | [5 empty] | 3K208 |  |  |  | - | [5 empty] | - |  | Illuminated |  |  | - | IP67 - Dust Tight, Waterproof | Black | Rubber Overlay | Targets | White | Fixed |  | 4 x 2 |  |  |  |  | 1 (Unlimited) |  | Panel Mount, Front | 8 |  |  | -40°C ~ 85°C |  |  | Bulk |  | Circular - 40.64mm Dia | [5 empty] | 3K | [6 empty] | Snap Dome | Connector |  |  | 17 | https://www.unikeyic.com/media/pdf/PCNAssemblyOrigin/grayhill/49/45/3211/3k015-3rn3ag/2025/12/PAN-1346-Additional-Production-Location-for-3K-and-3J-Series.pdf | https://www.unikeyic.com/products/pushbutton-switches/3k208-2rc3ag/30139828.html
3S1-SP8-B6-M6-RE | Carling Technologies | 1: 7.1646 10: 6.1897 25: 5.8365 | Cap On-Mom SPDT 20V 20V 50000Cycles SPDT Through hole mounting 8.1mm(Length)*6mm(height) |  |  |  | No Marking | Plunger for Cap | 3S1-SP8 | SPDT |  | Black |  |  | 0.4VA (AC/DC) |  |  | 50,000 Cycles | - |  |  |  | - | - | - | [10 empty] | - | 1 (Unlimited) |  | Through Hole, Right Angle |  |  |  | -30°C ~ 85°C |  |  | Bulk |  | - | [5 empty] | 3S1 |  |  |  |  | On-Mom |  |  | PC Pin | 20 V | 20 V | 33 | https://www.unikeyic.com/media/datasheet/50/df/e8a6/50/83f600f3431598ad70c5d7bac301826b.pdf | https://www.unikeyic.com/products/pushbutton-switches/3s1-sp8-b6-m6-re/30067116.html
3SU10000AA500AA0 | SIEMENS | 1: 9.6223 | Siemens PUSHBUTTON, SIRIUS ACT series, atresia, Opening diameter22mm | Siemens, 22mm |  |  |  | Pushbutton, Round | 3SU1000 | [11 empty] | Non-Illuminated | [15 empty] | Not Applicable | [8 empty] | Box |  | 22.3mm (Round) | Contact Block(s) |  | 15257008 |  |  | 3SU1 | [10 empty] | 1 | https://www.unikeyic.com/media/about_us/Unikey_ISO_9001_Certification.pdf | https://www.unikeyic.com/products/pushbutton-switches/3su10000aa500aa0/810180.html
3SU10001CD400AA0 | SIEMENS | 1: 8.2247 | Siemens Mushroom button, SIRIUS ACT series, Instantaneous, Opening diameter22mm | Siemens, 22mm |  |  |  | Pushbutton, Mushroom | 3SU1000 | [11 empty] | Non-Illuminated | [15 empty] | Not Applicable | [8 empty] | Bulk |  | 22.3mm (Round) | Contact Block(s) |  |  |  |  | 3SU1 | [10 empty] | 1 | https://www.unikeyic.com/media/about_us/Unikey_ISO_9001_Certification.pdf | https://www.unikeyic.com/products/pushbutton-switches/3su10001cd400aa0/30360737.html
3SU10004GF010AA0 | SIEMENS | 1: 38.9759 | Siemens key switch head, SIRIUS ACT series, 2 Location, Latching switch operation, 22mmdiameter | Siemens, 22mm |  |  |  | Keylock | 3SU1000 | [11 empty] | Non-Illuminated | [15 empty] | Not Applicable | [8 empty] | Box |  | 22.3mm (Round) | Contact Block(s) |  | 15231420 |  |  | 3SU1 | [10 empty] | 2 | https://www.unikeyic.com/media/about_us/Unikey_ISO_9001_Certification.pdf | https://www.unikeyic.com/products/pushbutton-switches/3su10004gf010aa0/624986.html
3SU10005BL010AA0 | SIEMENS | 1: 55.3893 | Siemens Key Switch Head, SIRIUS ACT Series, 3-Position, Locking Operation, 22mm Dia | Siemens, 22mm |  |  |  | Keylock | 3SU1000 | [11 empty] | Non-Illuminated | [15 empty] | Not Applicable | [8 empty] | Box |  | 22.3mm (Round) | Contact Block(s) |  |  |  |  | 3SU1 | [10 empty] | 1 | https://www.unikeyic.com/media/datasheet/18/57/2bb0/18572bb0f4b2240bbae6c8f5d856ecc3.pdf | https://www.unikeyic.com/products/pushbutton-switches/3su10005bl010aa0/236184.html
3SU10005BL410AA0 | SIEMENS | 1: 195.895 | Siemens Key Switch Head, SIRIUS ACT Series, 3 Pos, Locking Operation, 22mm Dia | Siemens, 22mm |  |  |  | Keylock | 3SU1000 | [11 empty] | Non-Illuminated | [15 empty] | Not Applicable | [8 empty] | Box |  | 22.3mm (Round) | Contact Block(s) |  | 15268797 |  |  | 3SU1 | [10 empty] | 6 | https://www.unikeyic.com/media/about_us/Unikey_ISO_9001_Certification.pdf | https://www.unikeyic.com/products/pushbutton-switches/3su10005bl410aa0/29488026.html
3SU10005BP010AA0 | SIEMENS | 1: 200.7626 | Siemens key switch head, SIRIUS ACT series, 3 Location, Momentary Switch Operation, 22mmdiameter | Siemens, 22mm |  |  |  | Keylock | 3SU1000 | [11 empty] | Non-Illuminated | [15 empty] | Not Applicable | [8 empty] | Box |  | 22.3mm (Round) | Contact Block(s) |  |  |  |  | 3SU1 | [10 empty] | 1 | https://www.unikeyic.com/media/about_us/Unikey_ISO_9001_Certification.pdf | https://www.unikeyic.com/products/pushbutton-switches/3su10005bp010aa0/34100696.html
3SU10010AD400AA0 | SIEMENS | 1: 5.8397 | Siemens Green Round Indicator Light SIRIUS ACTseries, 22mmdiameter, IP66, IP67, IP69K | Siemens, 22mm |  |  |  | Pushbutton, Round | 3SU1001 | [11 empty] | Illuminated | [15 empty] | Not Applicable | [8 empty] | Box |  | 22.3mm (Round) | Contact Block(s), Illumination Source |  | 15233800 |  |  | 3SU1 | [10 empty] | 100 | https://www.unikeyic.com/media/pdf/HTMLDatasheet/siemens/4f/01/34e1/3su10010ad400aa0/2025/11/3su10010ad400aa0.pdf | https://www.unikeyic.com/products/pushbutton-switches/3su10010ad400aa0/210927.html
3SU10022BM100AA0 | SIEMENS | 1: 9.0365 | Siemens Transfer switch head, 3SU1002series, 3gear | Siemens, 22mm |  |  |  | Selector | 3SU1002 | [11 empty] | Illuminated | [15 empty] | Not Applicable | [8 empty] | Bulk |  | 22.3mm (Round) | Contact Block(s), Illumination Source |  |  |  |  | 3SU1 | [10 empty] | 100 | https://www.unikeyic.com/media/about_us/Unikey_ISO_9001_Certification.pdf | https://www.unikeyic.com/products/pushbutton-switches/3su10022bm100aa0/30565061.html
3SU10500AB500AA0 | SIEMENS | 1: 5.323 | Siemens Mushroom Head Push Button, SIRIUS ACT Series, Momentary, 22mm Hole Dia | Siemens, 22mm |  |  |  | Pushbutton, Round | 3SU1050 | [11 empty] | Non-Illuminated | [15 empty] | Not Applicable | [8 empty] | Bulk |  | 22.3mm (Round) | Contact Block(s) |  | 14635653 |  |  | 3SU1 | [10 empty] | 100 | https://www.unikeyic.com/media/pdf/HTMLDatasheet/siemens/47/d3/dee1/3su10500ab500aa0/2025/11/3su10500ab500aa0.pdf | https://www.unikeyic.com/products/pushbutton-switches/3su10500ab500aa0/30620559.html
3SU10501AA100AA0 | SIEMENS | 1: 59.8299 | Round -22.3 | Siemens, 22mm |  |  |  | Pushbutton, Mushroom | 3SU1050 | [11 empty] | Non-Illuminated | [15 empty] | Not Applicable | [8 empty] | Box |  | 22.3mm (Round) | Contact Block(s) |  | 15229165 |  |  | 3SU1 | [10 empty] | 4 | https://www.unikeyic.com/media/datasheet/f7/ff/7749/f7/5139ec2dae6b06c25b9934e8d6990fc0.pdf | https://www.unikeyic.com/products/pushbutton-switches/3su10501aa100aa0/30485295.html
3SU10501AD300AA0 | SIEMENS | 1: 37.9658 | Siemens Mushroom button, SIRIUS ACT series, Instantaneous, Opening diameter22mm | Siemens, 22mm |  |  |  | Pushbutton, Mushroom | 3SU1050 | [11 empty] | Non-Illuminated | [15 empty] | Not Applicable | [8 empty] | Box |  | 22.3mm (Round) | Contact Block(s) |  | 15269808 |  |  | 3SU1 | [10 empty] | 1 | https://www.unikeyic.com/media/about_us/Unikey_ISO_9001_Certification.pdf | https://www.unikeyic.com/products/pushbutton-switches/3su10501ad300aa0/29638132.html
3SU10501BD400AA0 | SIEMENS | 1: 10.4278 | Siemens PUSHBUTTON, SIRIUS ACT series, Instantaneous, Opening diameter22mm | Siemens, 22mm |  |  |  | Pushbutton, Mushroom | 3SU1050 | [11 empty] | Non-Illuminated | [15 empty] | Not Applicable | [8 empty] | Box |  | 22.3mm (Round) | Contact Block(s) |  |  |  |  | 3SU1 | [10 empty] | 100 | https://www.unikeyic.com/media/about_us/Unikey_ISO_9001_Certification.pdf | https://www.unikeyic.com/products/pushbutton-switches/3su10501bd400aa0/34064020.html
3SU10504BN510AA0 | SIEMENS | 1: 101.4246 | Round - 22.3 | Siemens, 22mm |  |  |  | Keylock | 3SU1050 | [11 empty] | Non-Illuminated | [15 empty] | Not Applicable | [8 empty] | Box |  | 22.3mm (Round) | Contact Block(s) |  | 15260973 |  |  | 3SU1 | [10 empty] | 14 | https://www.unikeyic.com/media/datasheet/f4/63/56c8/f4/588b83cf61148fc90c6adde61f6eba9a.pdf | https://www.unikeyic.com/products/pushbutton-switches/3su10504bn510aa0/309162.html
3SU10504CL110AA0 | SIEMENS | 1: 22.4091 | Siemens Key Switch Head, SIRIUS ACT Series, 3 Pos, Locking Operation, 22mm Dia | Siemens, 22mm |  |  |  | Keylock | 3SU1050 | [11 empty] | Non-Illuminated | [15 empty] | Not Applicable | [8 empty] | Box |  | 22.3mm (Round) | Contact Block(s) |  |  |  |  | 3SU1 | [10 empty] | 2 | https://www.unikeyic.com/media/datasheet/8d/59/1c57/8d591c5797be3ca3143aa59ffe304bae.pdf | https://www.unikeyic.com/products/pushbutton-switches/3su10504cl110aa0/30624053.html
3SU10505BL010AA0 | SIEMENS | 1: 215.9801 | Siemens Keylock Switch Head, SIRIUS ACT Series, 3 Pos, Locking Operation, 22mm Dia | Siemens, 22mm |  |  |  | Keylock | 3SU1050 | [11 empty] | Non-Illuminated | [15 empty] | Not Applicable | [8 empty] | Box |  | 22.3mm (Round) | Contact Block(s) |  | 15248266 |  |  | 3SU1 | [10 empty] | 4 | https://www.unikeyic.com/media/datasheet/2d/4a/f98e/2d4af98eb76af7c100dddeca2597f328.pdf | https://www.unikeyic.com/products/pushbutton-switches/3su10505bl010aa0/30226338.html
3SU10505HF010AA0 | SIEMENS | 1: 44.8953 | Siemens key switch head, SIRIUS ACT series, 2 Location, Latching switch operation, 22mmdiameter | Siemens, 22mm |  |  |  | Keylock | 3SU1050 | [11 empty] | Non-Illuminated | [15 empty] | Not Applicable | [8 empty] | Box |  | 22.3mm (Round) | Contact Block(s) |  | 15262364 |  |  | 3SU1 | [10 empty] | 1 | https://www.unikeyic.com/media/about_us/Unikey_ISO_9001_Certification.pdf | https://www.unikeyic.com/products/pushbutton-switches/3su10505hf010aa0/33452925.html
3SU10510AA500AA0 | SIEMENS | 1: 37.2391 | Siemens PUSHBUTTON, SIRIUS ACT series, atresia, Opening diameter22mm | Siemens, 22mm |  |  |  | Pushbutton, Round | 3SU1051 | [11 empty] | Illuminated | [15 empty] | Not Applicable | [8 empty] | Box |  | 22.3mm (Round) | Contact Block(s), Illumination Source |  | 15275773 |  |  | 3SU1 | [10 empty] | 2 | https://www.unikeyic.com/media/about_us/Unikey_ISO_9001_Certification.pdf | https://www.unikeyic.com/products/pushbutton-switches/3su10510aa500aa0/29773160.html
3SU10510AB400AA0 | SIEMENS | 1: 6.4277 | Siemens Mushroom button, SIRIUS ACT series, Instantaneous, Opening diameter22mm | Siemens, 22mm |  |  |  | Pushbutton, Round | 3SU1051 | [11 empty] | Illuminated | [15 empty] | Not Applicable | [8 empty] | Bulk |  | 22.3mm (Round) | Contact Block(s), Illumination Source |  |  |  |  | 3SU1 | [10 empty] | 100 | https://www.unikeyic.com/media/pdf/HTMLDatasheet/siemens/75/84/31a3/3su1051-0ab40-0aa0/2025/11/3su10510ab400aa0.pdf | https://www.unikeyic.com/products/pushbutton-switches/3su10510ab400aa0/1135957.html
3SU10511BD600AA0 | SIEMENS | 1: 10.4278 | Siemens Mushroom Head Pushbutton, SIRIUS ACT Series, Momentary, 22mm Hole Dia | Siemens, 22mm |  |  |  | Pushbutton, Mushroom | 3SU1051 | [11 empty] | Illuminated | [15 empty] | Not Applicable | [8 empty] | Box |  | 22.3mm (Round) | Contact Block(s), Illumination Source |  | 15238913 |  |  | 3SU1 | [10 empty] | 100 | https://www.unikeyic.com/media/datasheet/dc/15/d05e/dc/ff8b508127c61c529e265a8917e75b5c.pdf | https://www.unikeyic.com/products/pushbutton-switches/3su10511bd600aa0/30648277.html
3SU10522BM100AA0 | SIEMENS | 1: 9.8353 | Siemens Transfer switch head, SIRIUS ACTseries, 3gear | Siemens, 22mm |  |  |  | Selector | 3SU1052 | [11 empty] | Illuminated | [15 empty] | Not Applicable | [8 empty] | Bulk |  | 22.3mm (Round) | Contact Block(s), Illumination Source |  |  |  |  | 3SU1 | [10 empty] | 100 | https://www.unikeyic.com/media/datasheet/e8/1c/d188/e8/837808dd725ff9e3dfd94d5724b98a5f.pdf | https://www.unikeyic.com/products/pushbutton-switches/3su10522bm100aa0/15829560.html
3SU10610JD400AA0 | SIEMENS | 1: 85.982 | Siemens Green Round Power Indicator Light SIRIUS ACTseries, 30mmdiameter, IP66, IP67, IP69K | Siemens, 30mm |  |  |  | Pushbutton, Round | 3SU1061 | [11 empty] | Illuminated | [15 empty] | Not Applicable | [8 empty] | Box |  | 30.5mm (Round) | Contact Block(s), Illumination Source |  |  |  |  | 3SU1 | [10 empty] | 100 | https://www.unikeyic.com/media/pdf/HTMLDatasheet/siemens/1b/32/cc55/3su10610jd400aa0/2025/11/3su10610jd400aa0.pdf | https://www.unikeyic.com/products/pushbutton-switches/3su10610jd400aa0/1052566.html
3SU19000FT600AA0 | SIEMENS | 10: 5.8134 | Siemens Push Button, 3SU1 Series, For Flat Head Button | [5 empty] | 3SU1900 |  | White | [7 empty] | - | 3SU1 Series | Non-Illuminated | [15 empty] | Not Applicable |  | Snap Fit | [6 empty] | Box | [7 empty] | SIRIUS ACT | Round | - |  |  |  |  | Pushbutton |  |  |  | 10 | https://www.unikeyic.com/media/datasheet/a3/71/90d7/a37190d705bfeef7d4a352920d37126d.pdf | https://www.unikeyic.com/products/pushbutton-switches/3su19000ft600aa0/362512.html
4-2213764-1 | TE Connectivity | 6: 19.327 15: 16.874 30: 16.456 | Pushbutton SW AV19 DPM 3A FIX RING LED WHITE 12V |  | - | [8 empty] | - |  | 4-2213764-1 TE Connectivity | - |  |  |  |  | - | [10 empty] | - | - | - | [11 empty] | - |  |  |  |  | Compliant | boxed |  |  |  | - | - | [6 empty] | 38 | https://www.unikeyic.com/media/datasheet/fe/34/2ac1/fe342ac1d15eff9cf3c797828c11cb60.pdf | https://www.unikeyic.com/products/pushbutton-switches/4-2213764-1/15585289.html
4-2213764-2 | TE Connectivity | 100: 17.3688 |  |  | - | [8 empty] | - |  | 4-2213764-2 TE Connectivity | - |  |  |  |  | - | [10 empty] | - | - | - | [11 empty] | - | [9 empty] | - | - | [6 empty] | 10000 | https://www.unikeyic.com/media/datasheet/49/29/f410/49/0f963d3ff69a7d5e22e39dbc282a3664.pdf | https://www.unikeyic.com/products/pushbutton-switches/4-2213764-2/8668252.html
4-2213764-7 | TE Connectivity | 9: 13.024 22: 12.782 43: 12.54 | Pushbutton SW AV19 DPM 5A FIX RING LED RED 24V | [33 empty] | Vendor Undefined | [8 empty] | Box | [7 empty] | * | [10 empty] | 79 | https://www.unikeyic.com/media/datasheet/6f/64/ee3b/6f64ee3b7f3370526d6a5b0309c1785f.pdf | https://www.unikeyic.com/products/pushbutton-switches/4-2213764-7/24279844.html
4-2213765-1 | TE Connectivity | 100: 17.3688 |  |  | - | [8 empty] | - |  | 4-2213765-1 TE Connectivity | - |  |  |  |  | - | [10 empty] | - | - | - | [11 empty] | - | [9 empty] | - | - | [6 empty] | 10000 | https://www.unikeyic.com/media/datasheet/f2/8d/b6c2/f2/23578d49a3e0f897be989737988c43ba.pdf | https://www.unikeyic.com/products/pushbutton-switches/4-2213765-1/6637205.html
4-2213765-4 | TE Connectivity | 100: 18.1992 |  |  | - | [8 empty] | - |  | 4-2213765-4 TE Connectivity | - |  |  |  |  | - | [10 empty] | - | - | - | [11 empty] | - | [9 empty] | - | - | [6 empty] | 10000 | https://www.unikeyic.com/media/datasheet/f2/8d/b6c2/f2/23578d49a3e0f897be989737988c43ba.pdf | https://www.unikeyic.com/products/pushbutton-switches/4-2213765-4/16005730.html
4-2213765-5 | TE Connectivity | 100: 16.5383 |  |  | - | [8 empty] | - |  | 4-2213765-5 TE Connectivity | - |  |  |  |  | - | [10 empty] | - | - | - | [11 empty] | - | [9 empty] | - | - | [6 empty] | 10000 | https://www.unikeyic.com/media/datasheet/f2/8d/b6c2/f2/23578d49a3e0f897be989737988c43ba.pdf | https://www.unikeyic.com/products/pushbutton-switches/4-2213765-5/23045660.html
4-2213765-6 | TE Connectivity | 100: 17.3688 |  |  | - | [8 empty] | - |  | 4-2213765-6 TE Connectivity | - |  |  |  |  | - | [10 empty] | - | - | - | [11 empty] | - | [9 empty] | - | - | [6 empty] | 10000 | https://www.unikeyic.com/media/datasheet/f2/8d/b6c2/f2/23578d49a3e0f897be989737988c43ba.pdf | https://www.unikeyic.com/products/pushbutton-switches/4-2213765-6/7673697.html
4-2213766-8 | TE Connectivity | 100: 17.3688 |  |  | - | [8 empty] | - |  | 4-2213766-8 TE Connectivity | - |  |  |  |  | - | [10 empty] | - | - | - | [11 empty] | - | [9 empty] | - | - | [6 empty] | 10000 | https://www.unikeyic.com/media/datasheet/b0/4c/8c0f/b0/d24a372cc7a456ce7fe61b0f49fdc96a.pdf | https://www.unikeyic.com/products/pushbutton-switches/4-2213766-8/20267327.html
4-2316531-6 | TE Connectivity | 6: 20.779 14: 20.394 27: 20.009 | Pushbutton Switch DPST 3A Wire Terminal Panel Mou |  | - | [8 empty] | - |  | 4-2316531-6 TE Connectivity | - |  |  |  |  | - | [10 empty] | - | - | - | [11 empty] | - | [9 empty] | - | - | [6 empty] | 35 | https://www.unikeyic.com/media/datasheet/5c/6d/2500/5c/94e600dd7221c0cee2b41a1975529815.pdf | https://www.unikeyic.com/products/pushbutton-switches/4-2316531-6/16569415.html
4-2316542-6 | TE Connectivity | 6: 21.527 13: 21.131 26: 20.735 52: 20.328 | Pushbutton Switch DPST 3A Wire Terminal Panel Mou |  | - | [8 empty] | - |  | 4-2316542-6 TE Connectivity | - |  |  |  |  | - | [10 empty] | - | - | - | [11 empty] | - | [9 empty] | - | - | [6 empty] | 89 | https://www.unikeyic.com/media/datasheet/e3/94/52d9/e3/482ee6a796333e37f1dcd0602bb5f51a.pdf | https://www.unikeyic.com/products/pushbutton-switches/4-2316542-6/10377941.html
4-2317570-6 | TE Connectivity | 5: 22.583 13: 22.165 25: 21.736 49: 21.318 100: 20.9 | Pushbutton Switch DPST 3A Wire Terminal Panel Mou |  | - | [8 empty] | - |  | 4-2317570-6 TE Connectivity | - |  |  |  |  | - | [10 empty] | - | - | - | [11 empty] | - | [9 empty] | - | - | [6 empty] | 100 | https://www.unikeyic.com/media/datasheet/26/31/24f3/26/e61edefef9775ce2611f4585f99edbc1.pdf | https://www.unikeyic.com/products/pushbutton-switches/4-2317570-6/26053739.html
41-907.2/5 | eao | 50: 6.0516 300: 5.9027 500: 5.8035 | red，green snap-on mounting，snap fit 15.3mm(Length)*21.5mm(width) | [5 empty] | 41-907 |  | Red, Green | [7 empty] | - | 41 Series | Illuminated | [15 empty] | Not Applicable |  | Snap Fit | [6 empty] | Bulk |  |  |  |  | 8733955 |  |  | 41 | Rectangular | 15.30mm L x 21.50mm W |  |  |  |  | Pushbutton |  |  |  | 176 | https://www.unikeyic.com/media/datasheet/a8/c8/c016/a8/6a0d3c6be1b8aad8d5b651ce438dd749.pdf | https://www.unikeyic.com/products/pushbutton-switches/41-907-2-5/29747045.html
45-1131.1120.000.101 | eao | 1: 27.9446 250: 25.4887 | Round, Flat Head, Pushbutton Switch Off-On SPST-NO 10M Cycles 500V 10A(AC/DC) Threaded Mount, Panel Mount |  |  |  | No Marking | Round, Button, Flush | 45-1131 | SPST-NO |  | Red |  |  | 10A (AC/DC) |  |  | - | - |  |  |  | - | - | IP66/IP67/IP69K - Dust Tight, Water Resistant, Waterproof | [10 empty] | 10,000,000 Cycles | Not Applicable |  | Panel Mount, Front |  |  |  | -25°C ~ 70°C |  |  | Bulk |  | - |  |  | 8734070 |  |  | 45 |  |  |  |  | Off-Mom |  |  | Screw Terminal | 500 V | 500 V | 3 | https://www.unikeyic.com/media/datasheet/ba/3d/231b/ba3d231b11059c39e6d7464ea6191ce1.pdf | https://www.unikeyic.com/products/pushbutton-switches/45-1131-1120-000-101/253231.html
45-1131.1160.000.101 | eao | 1: 27.9446 250: 25.4887 | Round Flat Top Pushbutton Switch Off-Mom SPST-NO, 10M Cycles, 500V, 10A(AC/DC), Threaded Mount, Panel Mount |  |  |  | No Marking | Round, Button, Flush | 45-1131 | SPST-NO |  | Blue |  |  | 10A (AC/DC) |  |  | - | - |  |  |  | - | - | IP66/IP67/IP69K - Dust Tight, Water Resistant, Waterproof | [10 empty] | 10,000,000 Cycles | Not Applicable |  | Panel Mount, Front |  |  |  | -25°C ~ 70°C |  |  | Bulk |  | - |  |  | 8734077 |  |  | 45 |  |  |  |  | Off-Mom |  |  | Screw Terminal | 500 V | 500 V | 16 | https://www.unikeyic.com/media/datasheet/ba/3d/231b/ba3d231b11059c39e6d7464ea6191ce1.pdf | https://www.unikeyic.com/products/pushbutton-switches/45-1131-1160-000-101/434204.html
45-1131.3140.000.101 | eao | 1: 39.2734 5: 38.5721 10: 38.5721 25: 37.8707 50: 37.8707 100: 37.8707 250: 37.8707 5,000: 37.8707 | Round Flat Top Pushbutton Switch Off-Mom SPST-NO, 10M Cycles, 500V, 10A(AC/DC), Threaded Mount, Panel Mount |  |  |  | No Marking | Round, Button, Flush | 45-1131 | SPST-NO |  | Yellow |  |  | 10A (AC/DC) |  |  | - | - |  |  |  | - | - | IP66/IP67/IP69K - Dust Tight, Water Resistant, Waterproof | [10 empty] | 10,000,000 Cycles | Not Applicable |  | Panel Mount, Front |  |  |  | -25°C ~ 70°C |  |  | Bulk |  | - |  |  | 8734112 |  |  | 45 |  |  |  |  | Off-Mom |  |  | Screw Terminal | 500 V | 500 V | 3 | https://www.unikeyic.com/media/datasheet/ba/3d/231b/ba3d231b11059c39e6d7464ea6191ce1.pdf | https://www.unikeyic.com/products/pushbutton-switches/45-1131-3140-000-101/33585127.html
45-1231.11E6.000.102 | eao | 1: 66.8896 5: 65.6952 10: 64.5007 25: 64.5007 50: 64.5007 100: 64.5007 250: 64.5007 | Round Flat Top Button Switch, On-Mom SPST-NC, 3M Cycles, 500V, Red, 10A AC/DC, Thread Mount, Panel Mount |  |  |  | No Marking | Round, Button, Flush | 45-1231 | SPST-NC |  | Clear (Red Filter/Diffuser) |  |  | 10A (AC/DC) |  |  | - | - |  |  |  | LED, Red | 24 VAC/DC | IP66/IP67/IP69K - Dust Tight, Water Resistant, Waterproof | [10 empty] | 3,000,000 Cycles | Not Applicable |  | Panel Mount, Front |  |  |  | -25°C ~ 70°C |  |  | Bulk |  | - | [5 empty] | 45 |  |  |  |  | On-Mom |  |  | Screw Terminal | 500 V | 500 V | 6 | https://www.unikeyic.com/media/datasheet/ba/3d/231b/ba3d231b11059c39e6d7464ea6191ce1.pdf | https://www.unikeyic.com/products/pushbutton-switches/45-1231-11e6-000-102/33784943.html
45-1231.21G6.000.101 | eao | 1: 77.2539 5: 75.8744 10: 74.4948 25: 74.4948 50: 74.4948 100: 74.4948 250: 74.4948 | Round Flat Top Button Off-Mom SPST-NO 3M Cycles 500V 500V Yellow 10A(AC/DC) Threaded Panel Mount |  |  |  | No Marking | Round, Button, Flush | 45-1231 | SPST-NO |  | Clear (Yellow Filter/Diffuser) |  |  | 10A (AC/DC) |  |  | - | - |  |  |  | LED, Yellow | 24 VAC/DC | IP66/IP67/IP69K - Dust Tight, Water Resistant, Waterproof | [10 empty] | 3,000,000 Cycles | Not Applicable |  | Panel Mount, Front |  |  |  | -25°C ~ 70°C |  |  | Bulk |  | - |  |  | 8734147 |  |  | 45 |  |  |  |  | Off-Mom |  |  | Screw Terminal | 500 V | 500 V | 3 | https://www.unikeyic.com/media/datasheet/ba/3d/231b/ba3d231b11059c39e6d7464ea6191ce1.pdf | https://www.unikeyic.com/products/pushbutton-switches/45-1231-21g6-000-101/529956.html
45-2131.1110.000 | eao | 1: 13.5315 5: 12.1242 10: 12.1242 20: 11.9077 50: 11.9077 | EAO PUSHBUTTON, Series 45 series, Opening diameter22.3mm | EAO, 45 |  |  |  | Pushbutton, Round | 45-2131 | [11 empty] | Non-Illuminated | [15 empty] | Not Applicable | [8 empty] | Bulk |  | 22.3mm (Round) | Contact Block(s) |  | 8734307 |  |  | 45 | [10 empty] | 71 | https://www.unikeyic.com/media/datasheet/6b/0c/f7a4/6b/a1ea8cf68a03b206e1cd309c26b6610a.pdf | https://www.unikeyic.com/products/pushbutton-switches/45-2131-1110-000/33648219.html
45-2131.1190.000 | eao | 1: 13.0101 5: 12.4897 10: 11.6571 20: 11.4489 50: 11.4489 | EAO Pushbutton, Series 45, 22.3mm Hole Dia | EAO, 45 |  |  |  | Pushbutton, Round | 45-2131 | [11 empty] | Non-Illuminated | [15 empty] | Not Applicable | [8 empty] | Bulk |  | 22.3mm (Round) | Contact Block(s) |  |  |  |  | 45 | [10 empty] | 2 | https://www.unikeyic.com/media/datasheet/6b/0c/f7a4/6b/a1ea8cf68a03b206e1cd309c26b6610a.pdf | https://www.unikeyic.com/products/pushbutton-switches/45-2131-1190-000/33799879.html
45-2131.2150.000 | eao | 1: 12.8061 10: 12.4313 25: 11.6753 50: 11.421 100: 11.1666 | EAO PUSHBUTTON, Series 45 series, Opening diameter22.3mm | EAO, 45 |  |  |  | Pushbutton, Round | 45-2131 | [11 empty] | Non-Illuminated | [15 empty] | Not Applicable | [8 empty] | Bulk |  | 22.3mm (Round) | Contact Block(s) |  | 8734336 |  |  | 45 | [10 empty] | 9 | https://www.unikeyic.com/media/datasheet/6b/0c/f7a4/6b/a1ea8cf68a03b206e1cd309c26b6610a.pdf | https://www.unikeyic.com/products/pushbutton-switches/45-2131-2150-000/30177512.html
45-2231.21H0.000 | eao | 1: 18.0238 250: 16.4521 | EAO PUSHBUTTON, Series 45 series, Opening diameter22.3mm | EAO, 45 |  |  |  | Pushbutton, Round | 45-2231 | [11 empty] | Illuminated - Green | [15 empty] | Not Applicable | [8 empty] | Bulk |  | 22.3mm (Round) | Contact Block(s), Illumination Source |  | 8734420 |  |  | 45 | [10 empty] | 14 | https://www.unikeyic.com/media/datasheet/6b/0c/f7a4/6b/a1ea8cf68a03b206e1cd309c26b6610a.pdf | https://www.unikeyic.com/products/pushbutton-switches/45-2231-21h0-000/29917463.html
45-290J.2000.111 | eao | 1: 81.6642 10: 78.6946 | circular-22.3 500V 10A panel mount | EAO, 45 |  |  |  | Keylock | 45-290J | [11 empty] | Non-Illuminated | [15 empty] | Not Applicable | [8 empty] | Bulk |  | 22.3mm (Round) | Contact Block(s) |  |  |  |  | 45 | [11 empty] | https://www.unikeyic.com/media/datasheet/23/b1/c0bf/23b1c0bf91564b36895db1e9c0745b5e.pdf | https://www.unikeyic.com/products/pushbutton-switches/45-290j-2000-111/29846978.html
46-05-08-502-07 | grayhill | 1: 74.536 5: 62.711 10: 58.96 21: 55.638 25: 46.475 100: 42.273 500: 35.277 1,000: 31.724 | Round Button On-Mom DPDT rectangle-16.28x14.35 250000Cycles 115V 250000Cycles 250mA welding mounting，panel mount 19.05mm*19.05mm*43.64mm |  |  |  | No Marking | Round, Button | 46-05 | DPDT |  | Black |  |  | 250mA (AC) |  |  | 250,000 Cycles | - |  |  |  | - | - | - | [10 empty] | - | 1 (Unlimited) |  | Panel Mount, Front |  |  |  | -40°C ~ 85°C |  |  | Bulk |  | Rectangular - 16.28mm x 14.35mm |  |  | 2417144 |  |  | 46 |  |  |  |  | On-Mom |  |  | Solder Lug | 115 V |  | 6 | https://www.unikeyic.com/media/datasheet/40/1f/c978/54/757413c0a66e7ea71f386616f7cb8c7a.pdf | https://www.unikeyic.com/products/pushbutton-switches/46-05-08-502-07/30116818.html
46-200-A-07 | grayhill | 3: 41.976 25: 41.976 100: 38.203 500: 31.856 1,000: 28.633 | Square ON - (OFF) 250000Cycles 250000Cycles 250mA snap-in mounting，snap fit，welding mounting，panel mount 20.32mm*20.32mm*13.39mm |  |  |  | No Marking | Square, Button | 46-200 | DPDT |  | Black |  |  | 250mA (AC) |  |  | 250,000 Cycles | - |  |  |  | - | - | - | [10 empty] | - | 1 (Unlimited) |  | Panel Mount, Snap-In |  |  |  | -40°C ~ 85°C |  |  | Bulk |  | Square - 19.05mm x 19.05mm |  |  | 2678193 |  |  | 46 |  |  |  |  | On-Mom |  |  | Solder Lug | 115 V |  | 10 | https://www.unikeyic.com/media/datasheet/40/1f/c978/54/757413c0a66e7ea71f386616f7cb8c7a.pdf | https://www.unikeyic.com/products/pushbutton-switches/46-200-a-07/34079378.html
46-2131.3150.000 | eao | 1: 9.3193 | Round - 22.3 |  | - | [8 empty] | - |  | 46-2131.3150.000 eao | - |  |  |  |  | - | [10 empty] | - | - | - | [11 empty] | circular-22.3 |  |  |  |  | Compliant | Bagged |  |  |  | - | - | [6 empty] | 10 | https://www.unikeyic.com/media/datasheet/a0/bc/9931/a0bc99318e097cf0a8185a6fabe897c1.pdf | https://www.unikeyic.com/products/pushbutton-switches/46-2131-3150-000/726217918.html
46-2134.1220.000 | eao | 1: 11.9189 5: 11.4421 10: 10.6793 20: 10.4886 50: 10.4886 | Round 22.3 |  | - | [8 empty] | - |  | 46-2134.1220.000 eao | - |  |  |  |  | - | [10 empty] | - | - | - | [11 empty] | circular-22.3 |  |  |  |  | Compliant | Bagged |  |  |  | - | - | [6 empty] | 4 | https://www.unikeyic.com/media/datasheet/40/02/87f5/400287f5c9485d3821de7610b7616914.pdf | https://www.unikeyic.com/products/pushbutton-switches/46-2134-1220-000/726209906.html
46-2531.1K20.000 | eao | 1: 18.4906 5: 16.5676 10: 16.5676 20: 16.2718 50: 16.2718 | Round, 22.3mm |  | - | [8 empty] | - |  | 46-2531.1K20.000 eao | - |  |  |  |  | - | [10 empty] | - | - | - | [11 empty] | circular-22.3 |  |  |  |  | Compliant | Bagged |  |  |  | - | - | [6 empty] | 4 | https://www.unikeyic.com/media/datasheet/7c/c2/7d8c/7cc27d8c027b5347636ac6f14f1a13d2.pdf | https://www.unikeyic.com/products/pushbutton-switches/46-2531-1k20-000/726218884.html
46-555.1K0A | eao | 1: 16.8174 5: 15.0684 10: 15.0684 20: 14.7993 50: 14.7993 | PROTECTION COVER, PLASTIC, TRANSPARENT; |  | - | [8 empty] | - |  | 46-555.1K0A eao | - |  |  |  |  | - | [10 empty] | - | - | - | [11 empty] | - |  |  |  |  | Compliant | Bagged |  |  |  | - | - | [6 empty] | 13 | https://www.unikeyic.com/media/datasheet/15/52/126e/1552126e7baf91cb927bd34f77a88d9b.pdf | https://www.unikeyic.com/products/pushbutton-switches/46-555-1k0a/726208127.html
48-1-RB-N-RD-B | Illinois Tool Works | 1: 14.5985 5: 13.0803 10: 13.0803 20: 12.8467 50: 12.8467 | Curved Round Button Momentary Contact SPST circular-13.61 100000Cycles 48V 100000Cycles 250mA welding mounting，panel mount 17.45mm(Length)*20.7mm(height) |  | Curved Round Button | [8 empty] | 250mA |  | 48-1-RB-N-RD-B Illinois Tool Works | 100000Cycles |  |  |  |  | - | [8 empty] | 17.45mm(Length)*20.7mm(height) |  | - | 48V | 100000Cycles |  |  | welding mounting, panel mount |  |  | -40℃~85℃ | [5 empty] | Circular -13.61 |  |  |  |  | Compliant |  |  |  |  | SPST | Momentary Contact | [6 empty] | 94 | https://www.unikeyic.com/media/datasheet/16/be/3869/16/a4d5efe6172abab69cc3f86a2f76e907.pdf | https://www.unikeyic.com/products/pushbutton-switches/48-1-rb-n-rd-b/29625176.html
48-1-RB-R-BK-B | Illinois Tool Works | 1: 15.4351 5: 13.8299 10: 13.8299 25: 13.5829 50: 13.3359 100: 13.3359 250: 13.3359 | Curved Round Button Momentary Contact SPST circular-13.61 100000Cycles 48V red 100000Cycles 250mA welding mounting，panel mount |  | Curved Round Button | [8 empty] | 250mA |  | 48-1-RB-R-BK-B Illinois Tool Works | 100000Cycles |  |  |  |  | red | [10 empty] | - | 48V | 100000Cycles |  |  | welding mounting, panel mount |  |  | -40℃~85℃ | [5 empty] | Circular -13.61 |  |  |  |  | Compliant |  |  |  |  | SPST | Momentary Contact | [6 empty] | 132 | https://www.unikeyic.com/media/datasheet/66/35/ab57/66/5d5d668b917b9d55b714c083c697d326.pdf | https://www.unikeyic.com/products/pushbutton-switches/48-1-rb-r-bk-b/29863886.html
49-59122 | Illinois Tool Works | 1: 16.781 5: 15.0358 10: 15.0358 20: 14.7673 50: 14.7673 | ITW Switches red button switch, panel mount, Instantaneous operation, Panel opening diameter16mm, No indicator light, SPDT |  | Round Button | [8 empty] | - |  | 49-59122 Illinois Tool Works | 500000Cycles |  |  |  |  | transparent | [8 empty] | 19.8mm(Length)*28.2mm(height) |  | 250V | 50V | 1000000Cycles |  |  | Through hole mounting, panel mount |  |  | -55℃~105℃ |  |  |  | SPDT |  | Round-16 |  |  |  |  | Compliant |  |  |  |  | SPDT | Momentary Contact | [6 empty] | 4446 | https://www.unikeyic.com/media/datasheet/2b/d9/05d5/2b/39bd274dd7a4d6093232a8acd006e141.pdf | https://www.unikeyic.com/products/pushbutton-switches/49-59122/33469963.html
49-769024 | Illinois Tool Works | 1: 25.8122 10: 24.2711 50: 23.5202 100: 23.0236 250: 22.5271 | ITW Switches Red Pushbutton Switch Panel Mount Momentary 30.5mm Hole No Indicator SPST |  | Round Button | [8 empty] | - |  | 49-769024 Illinois Tool Works | 100000Cycles |  |  |  |  | transparent | [8 empty] | 41mm(Length)*52.5mm(height) |  | 250V | - | - |  |  | wire mounting, panel mount |  |  | -40℃~80℃ | [5 empty] | 30.5mm | [9 empty] | SP | - | [6 empty] | 1 | https://www.unikeyic.com/media/datasheet/ee/d2/9bba/ee/de55be485aa3b3534399d32c25ef631a.pdf | https://www.unikeyic.com/products/pushbutton-switches/49-769024/880744.html
4952 | Adafruit | 1: 9.035 | Off-Mom SPST-NO 12V 12V Through hole mounting |  |  |  | No Marking | Plunger for Cap |  | SPST-NO |  | Red |  |  | 10mA (AC/DC) |  |  | 80,000,000 Cycles | - |  |  |  | - | - | IP56 - Dust Protected, Water Resistant | [10 empty] | 80,000,000 Cycles | 1 (Unlimited) |  | Through Hole |  |  |  | -10°C ~ 70°C |  |  | Bulk |  | - |  |  | 14113453 |  |  | - |  |  |  |  | Off-Mom |  |  | PC Pin | 12 V | 12 V | 19 | https://www.unikeyic.com/media/about_us/Unikey_ISO_9001_Certification.pdf | https://www.unikeyic.com/products/pushbutton-switches/4952/29573969.html
4954 | Adafruit | 1: 9.035 | Off-Mom SPST-NO 12V 12V TH |  |  |  | No Marking | Plunger for Cap |  | SPST-NO |  | Brown |  |  | 10mA (AC/DC) |  |  | 80,000,000 Cycles | - |  |  |  | - | - | IP56 - Dust Protected, Water Resistant | [10 empty] | 80,000,000 Cycles | 1 (Unlimited) |  | Through Hole |  |  |  | -10°C ~ 70°C |  |  | Bulk |  | - | [5 empty] | - |  |  |  |  | Off-Mom |  |  | PC Pin | 12 V | 12 V | 8 | https://www.unikeyic.com/media/pdf/HTMLDatasheet/adafruit/d6/07/7965/4954/2025/11/4954.pdf | https://www.unikeyic.com/products/pushbutton-switches/4954/30116740.html
4JBLU | E-SWITCH | 100: 0.199 250: 0.1727 500: 0.1606 1,000: 0.148 | [8 empty] | Blue | [7 empty] | - | 320, TL1100, TL2201Y and TL4201Y Series | Non-Illuminated | [15 empty] | 1 (Unlimited) |  | Snap Fit | [6 empty] | Bulk | [7 empty] | - | Square, Concave | 12.00mm L x 12.00mm W x 3.80mm H |  |  |  |  | Pushbutton |  |  |  | 2512 | https://www.unikeyic.com/media/datasheet/8e/d5/1b2e/8e/867a11541fdbe268a524b95d5640bced.pdf | https://www.unikeyic.com/products/pushbutton-switches/4jblu/33890474.html
4PB718-T2 | Honeywell | 1: 744.788 | Round Plunger On-Mom SPDT x 4 28V 115V 5A SPDTX4 welding mounting，panel mount 19.81mm(Length)*41.15mm(height) |  |  |  | No Marking | Round, Plunger | 4PB718 | SPDT x 4 |  | Black |  |  | 5A (AC/DC) |  |  | - | - |  |  |  | - | - | - | [10 empty] | - | 1 (Unlimited) |  | Panel Mount, Rear |  |  |  | - |  |  | Bulk |  | - |  |  | 3532476 |  |  | PB |  |  |  |  | On-Mom |  |  | Solder Turret | 115 V | 28 V | 1 | https://www.unikeyic.com/media/datasheet/fd/77/f140/fd/0aa9d12625d7abe20931dcef7cb0af51.pdf | https://www.unikeyic.com/products/pushbutton-switches/4pb718-t2/29991235.html
5-2213764-2 | TE Connectivity | 100: 16.5383 |  |  | - | [8 empty] | - |  | 5-2213764-2 TE Connectivity | - |  |  |  |  | - | [10 empty] | - | - | - | [11 empty] | - | [9 empty] | - | - | [6 empty] | 10000 | https://www.unikeyic.com/media/datasheet/49/29/f410/49/0f963d3ff69a7d5e22e39dbc282a3664.pdf | https://www.unikeyic.com/products/pushbutton-switches/5-2213764-2/14087783.html
5-2213764-3 | TE Connectivity | 9: 13.024 22: 12.782 43: 12.54 85: 12.298 100: 12.056 | Pushbutton SW AV19 DPM 5A FIX RING LED GREEN 12V | [33 empty] | Vendor Undefined | [8 empty] | Box | [7 empty] | * | [10 empty] | 100 | https://www.unikeyic.com/media/datasheet/9e/9b/4c6c/9e9b4c6c52c892fc5d133674dedaf34d.pdf | https://www.unikeyic.com/products/pushbutton-switches/5-2213764-3/24148092.html
5-2213764-8 | TE Connectivity | 100: 17.3688 |  |  | - | [8 empty] | - |  | 5-2213764-8 TE Connectivity | - |  |  |  |  | - | [10 empty] | - | - | - | [11 empty] | - | [9 empty] | - | - | [6 empty] | 10000 | https://www.unikeyic.com/media/datasheet/49/29/f410/49/0f963d3ff69a7d5e22e39dbc282a3664.pdf | https://www.unikeyic.com/products/pushbutton-switches/5-2213764-8/20412861.html
5-2213765-4 | TE Connectivity | 100: 17.3688 |  |  | - | [8 empty] | - |  | 5-2213765-4 TE Connectivity | - |  |  |  |  | - | [10 empty] | - | - | - | [11 empty] | - | [9 empty] | - | - | [6 empty] | 10000 | https://www.unikeyic.com/media/datasheet/f2/8d/b6c2/f2/23578d49a3e0f897be989737988c43ba.pdf | https://www.unikeyic.com/products/pushbutton-switches/5-2213765-4/7152682.html
5-2213765-9 | TE Connectivity | 100: 17.3688 |  |  | - | [8 empty] | - |  | 5-2213765-9 TE Connectivity | - |  |  |  |  | - | [10 empty] | - | - | - | [11 empty] | - | [9 empty] | - | - | [6 empty] | 10000 | https://www.unikeyic.com/media/datasheet/f2/8d/b6c2/f2/23578d49a3e0f897be989737988c43ba.pdf | https://www.unikeyic.com/products/pushbutton-switches/5-2213765-9/29923182.html
5-2213766-3 | TE Connectivity | 100: 16.5383 |  |  | - | [8 empty] | - |  | 5-2213766-3 TE Connectivity | - |  |  |  |  | - | [10 empty] | - | - | - | [11 empty] | - | [9 empty] | - | - | [6 empty] | 10000 | https://www.unikeyic.com/media/datasheet/b0/4c/8c0f/b0/d24a372cc7a456ce7fe61b0f49fdc96a.pdf | https://www.unikeyic.com/products/pushbutton-switches/5-2213766-3/10731728.html
5-2213766-5 | TE Connectivity | 100: 16.5383 |  |  | - | [8 empty] | - |  | 5-2213766-5 TE Connectivity | - |  |  |  |  | - | [10 empty] | - | - | - | [11 empty] | - | [9 empty] | - | - | [6 empty] | 10000 | https://www.unikeyic.com/media/datasheet/b0/4c/8c0f/b0/d24a372cc7a456ce7fe61b0f49fdc96a.pdf | https://www.unikeyic.com/products/pushbutton-switches/5-2213766-5/30329712.html
5-2213766-7 | TE Connectivity | 5: 16.599 10: 15.9084 25: 15.66 50: 15.0045 100: 14.6055 300: 14.4165 500: 14.3325 |  |  | - | [8 empty] | - |  | 5-2213766-7 TE Connectivity | - |  |  |  |  | - | [10 empty] | - | - | - | [11 empty] | - | [9 empty] | - | - | [6 empty] | 70 | https://www.unikeyic.com/media/datasheet/b0/4c/8c0f/b0/d24a372cc7a456ce7fe61b0f49fdc96a.pdf | https://www.unikeyic.com/products/pushbutton-switches/5-2213766-7/491015.html
5-2213767-4 | TE Connectivity | 9: 13.706 21: 13.453 41: 13.2 81: 12.947 100: 12.694 | Pushbutton SW AV19 DPM 0.4VA MOVE RING LED GREEN | [33 empty] | Vendor Undefined | [8 empty] | Box |  |  |  |  | 14752054 |  |  | * | [10 empty] | 100 | https://www.unikeyic.com/media/datasheet/af/94/e8cf/af94e8cfa20c73f162dfa503609f513a.pdf | https://www.unikeyic.com/products/pushbutton-switches/5-2213767-4/14430620.html
5-2213767-6 | TE Connectivity | 100: 16.5383 |  |  | - | [8 empty] | - |  | 5-2213767-6 TE Connectivity | - |  |  |  |  | - | [10 empty] | - | - | - | [11 empty] | - | [9 empty] | - | - | [6 empty] | 10000 | https://www.unikeyic.com/media/datasheet/5f/26/ed99/5f/35cdd5b699edda73a8f05aea8f0a61d9.pdf | https://www.unikeyic.com/products/pushbutton-switches/5-2213767-6/13617849.html
5-2213767-9 | TE Connectivity | 100: 16.5383 |  |  | - | [8 empty] | - |  | 5-2213767-9 TE Connectivity | - |  |  |  |  | - | [10 empty] | - | - | - | [11 empty] | - | [9 empty] | - | - | [6 empty] | 10000 | https://www.unikeyic.com/media/datasheet/5f/26/ed99/5f/35cdd5b699edda73a8f05aea8f0a61d9.pdf | https://www.unikeyic.com/products/pushbutton-switches/5-2213767-9/30719814.html
5-2213772-8 | TE Connectivity | 100: 19.2594 |  |  | - | [8 empty] | - |  | 5-2213772-8 TE Connectivity | - |  |  |  |  | - | [10 empty] | - | - | - | [11 empty] | - | [9 empty] | - | - | [6 empty] | 10000 | https://www.unikeyic.com/media/datasheet/26/31/24f3/26/e61edefef9775ce2611f4585f99edbc1.pdf | https://www.unikeyic.com/products/pushbutton-switches/5-2213772-8/5300258.html
5-2213772-9 | TE Connectivity | 6: 19.899 50: 19.899 100: 17.567 1,000: 16.445 2,000: 15.323 5,000: 14.223 | Pushbutton SW AV22 DPM 3A MOVE RING LED BLUE 24V |  | - | [8 empty] | - |  | 5-2213772-9 TE Connectivity | - |  |  |  |  | - | [10 empty] | - | - | - | [11 empty] | - | [9 empty] | - | - | [6 empty] | 11 | https://www.unikeyic.com/media/datasheet/26/31/24f3/26/e61edefef9775ce2611f4585f99edbc1.pdf | https://www.unikeyic.com/products/pushbutton-switches/5-2213772-9/30408487.html
5.37.540.029/6000 | RAFI | 1: 0.795 | [6 empty] | 5.37540 | [10 empty] | - | [16 empty] | 1 (Unlimited) | [8 empty] | Bulk | [7 empty] | - | [10 empty] | 1680 | https://www.unikeyic.com/media/datasheet/8e/db/e423/8e/6775ed8f26356561fa15d3b711909c1d.pdf | https://www.unikeyic.com/products/pushbutton-switches/5-37-540-029-6000/33622192.html
5.46.681.003/0103 | RAFI | 1: 9.3703 | RAFI 5.46.681.003/0103 Push Button Lens | Rafix, RK90 |  |  |  |  | 5.46681 |  | Black | [25 empty] | 1 (Unlimited) | [8 empty] | Bulk | [7 empty] | RK90 | Rectangular | [9 empty] | 50 | https://www.unikeyic.com/media/datasheet/2a/aa/f684/2a/7f704f97827a3e2ee0523481be1dea8d.pdf | https://www.unikeyic.com/products/pushbutton-switches/5-46-681-003-0103/962871.html
5.49.205.013/1301 | RAFI | 100: 0.6988 1,000: 0.5947 2,500: 0.5352 | Switch Access, Round Bezel for Push Button Switch | - |  |  |  |  | 5.49205 |  | Red | [25 empty] | 1 (Unlimited) | [8 empty] | Bulk |  |  |  |  | 7398110 |  |  | - | Round | [9 empty] | 323 | https://www.unikeyic.com/media/datasheet/7a/d8/bf7d/7a/3c06d5db1ef2721653820016cd818555.pdf | https://www.unikeyic.com/products/pushbutton-switches/5-49-205-013-1301/30395993.html
5.49.233.008/1301 | RAFI | 1: 1.7693 | [6 empty] | 5.49.233 | [27 empty] | 1 (Unlimited) | [8 empty] | Bulk | [7 empty] | * | [10 empty] | 58 | https://www.unikeyic.com/media/datasheet/b3/62/69a3/b3/58411dd69d1cc56b02d966a98cd51071.pdf | https://www.unikeyic.com/products/pushbutton-switches/5-49-233-008-1301/30354690.html
5.49.277.034/1002 | RAFI | 154: 0.715 | Pushbutton Switches Pushbutton-Illuminat Industrial Controls | [5 empty] | 5.49277 | [10 empty] | - | [16 empty] | 1 (Unlimited) | [8 empty] | Bulk |  |  |  |  | 3860520 |  |  | - | [10 empty] | 919 | https://www.unikeyic.com/media/about_us/Unikey_ISO_9001_Certification.pdf | https://www.unikeyic.com/products/pushbutton-switches/5-49-277-034-1002/10044393.html
5.70.090.009/1001 | RAFI | 3: 45.694 | LABELLING SHEET SYMBOL SLOW RU | [5 empty] | 5.70090 | [10 empty] | RAFIX 22 FS and 30 FS Series | [16 empty] | Not Applicable | [8 empty] | Bulk |  |  |  |  | 9919589 |  |  | - | [10 empty] | 10 | https://www.unikeyic.com/media/datasheet/4f/ab/4a2d/4f/30a5abb9bfb8df3db785affb1dfbca2c.pdf | https://www.unikeyic.com/products/pushbutton-switches/5-70-090-009-1001/426380.html
50058830-11 | Honeywell | 1: 491.6052 10: 467.3376 | circular，PUSHBUTTON，mushroom shape Off-On，On-Off DPST-NO/NC 25000Cycles 24V 25000Cycles 10A(DC) panel mount | [5 empty] | 50058830 | DPST-NO/NC |  |  |  |  | 10A (DC) |  |  |  | - |  |  |  |  | - | IP67 - Dust Tight, Waterproof | [11 empty] | 1 (Unlimited) |  | Panel Mount, Rear |  |  |  | -40°C ~ 40°C |  |  | Bulk |  |  |  | Pull | 9175360 |  |  | 87940 |  |  |  |  | On-Off, Off-On |  |  | Connector |  | 24 V | 19 | https://www.unikeyic.com/media/datasheet/d8/bb/7d46/9b/ce8bc2eb69d75af1bc86ac17968d9393.pdf | https://www.unikeyic.com/products/pushbutton-switches/50058830-11/29747031.html
505PL-YS | molex | 1: 124.135 4: 119.163 12: 114.4 | Woodhead - Super-Safeway Yellow/White Pilot Light Shroud-Mount 120V |  | - | [8 empty] | - |  | 505PL-YS molex | - |  |  |  |  | - | [10 empty] | - | - | - | [11 empty] | - | [9 empty] | - | - | [6 empty] | 1 | https://www.unikeyic.com/media/datasheet/50/87/c6a9/50/98aedb834b2b26254f529106325a82b2.pdf | https://www.unikeyic.com/products/pushbutton-switches/505pl-ys/34033205.html
51-196.025D2 | eao | 1: 77.6795 | 4PST 250V welding mounting，panel mount 24mm(Length)*47.5mm(height) |  | - | [8 empty] | - |  |  | - |  |  |  |  | - | [8 empty] | 24mm(Length)*47.5mm(height) |  | 250V | - | - |  |  | welding mounting, panel mount | [8 empty] | - |  |  |  |  | Compliant |  |  |  |  | 4PST | - | [6 empty] | 11 | https://www.unikeyic.com/media/about_us/Unikey_ISO_9001_Certification.pdf | https://www.unikeyic.com/products/pushbutton-switches/51-196-025d2/645005.html
51-253.026 | eao | 1: 32.3857 15: 31.4047 50: 30.4479 100: 29.7454 | EAO Red Emergency Stop Button, panel mount, Panel opening diameter16mm, No indicator light, SPDT | [5 empty] | 51-253 | DPST-NO/NC |  |  |  |  | 100mA (AC/DC) |  |  |  | - |  |  |  |  | - | IP65 - Dust Tight, Water Resistant | [11 empty] | Not Applicable |  | Panel Mount, Front |  |  |  | -25°C ~ 55°C |  |  | Bulk |  | Circular - 16.00mm Dia |  | Twist |  |  |  | 51 |  |  |  |  | On-Off, Off-On |  |  | PC Pin, Solder Lug | 42 V | 42 V | 10 | https://www.unikeyic.com/media/datasheet/52/3a/f374/52/b13a8bf468f4ed26d64f59120950c22d.pdf | https://www.unikeyic.com/products/pushbutton-switches/51-253-026/34057772.html
51-261.025 | eao | 1: 41.3748 | Rectangular Button Off-On，On-Off DPST-NO/NC circular-16.00(Dia) 250V 5A welding mounting，panel mount 24mm*18mm*39.5mm |  |  |  | No Marking | Rectangular, Button (Not Included) | 51-261 | DPST-NO/NC |  | - |  |  | 5A (AC) |  |  | - | - |  |  |  | - | - | IP65 - Dust Tight, Water Resistant | [10 empty] | 1,000,000 Cycles | Not Applicable |  | Panel Mount, Front |  |  |  | -25°C ~ 55°C |  |  | Bulk |  | Circular - 16.00mm Dia | [5 empty] | 51 |  |  |  |  | On-Off, Off-On |  |  | Solder Lug | 250 V |  | 7 | https://www.unikeyic.com/media/datasheet/68/99/efa5/68/38f2732b871c7d42b60ed95f41f61d7b.pdf | https://www.unikeyic.com/products/pushbutton-switches/51-261-025/997357.html
51-463.036 | eao | 1: 47.4768 | Rectangular Button Off-On，On-Off DPST-NO/NC circular-16.00(Dia) 42V 42V welding mounting，panel mount |  |  |  | No Marking | Rectangular, Button (Not Included) | 51-463 | DPST-NO/NC |  | - |  |  | 100mA (AC/DC) |  |  | - | - |  |  |  | - | - | IP65 - Dust Tight, Water Resistant | [10 empty] | 1,000,000 Cycles | Not Applicable |  | Panel Mount, Front |  |  |  | -25°C ~ 55°C |  |  | Bulk |  | Circular - 16.00mm Dia |  |  | 8735188 |  |  | 51 |  |  |  |  | On-Off, Off-On |  |  | PC Pin, Solder Lug | 42 V | 42 V | 5 | https://www.unikeyic.com/media/datasheet/74/46/2ae7/74/223244c04a395e1c077e7df25e93f462.pdf | https://www.unikeyic.com/products/pushbutton-switches/51-463-036/33750852.html
51-933.6 | eao | 50: 3.4402 300: 3.3556 500: 3.2992 | Switch Access Round Flat Lens Push Button Switch | [5 empty] | 51-933 |  | Blue | [7 empty] | - | 51 Series | Illuminated | [15 empty] | Not Applicable |  | Snap Fit | [6 empty] | Bulk | [7 empty] | 51 | Round | 15.80mm Dia |  |  |  |  | Pushbutton |  |  |  | 853 | https://www.unikeyic.com/media/datasheet/68/99/efa5/68/38f2732b871c7d42b60ed95f41f61d7b.pdf | https://www.unikeyic.com/products/pushbutton-switches/51-933-6/30852405.html
51-953.4 | eao | 50: 3.9708 300: 3.8731 500: 3.8081 | EAOYellow Rectangular Pushbutton Lens, used for51 Series switch, 15.3 x 15.3mm | [5 empty] | 51-953 |  | Yellow | [7 empty] | - | 51 Series | Illuminated | [15 empty] | Not Applicable |  | Snap Fit | [6 empty] | Bulk | [7 empty] | 51 | Square | 15.30mm L x 15.30mm W |  |  |  |  | Pushbutton |  |  |  | 529 | https://www.unikeyic.com/media/datasheet/74/46/2ae7/74/223244c04a395e1c077e7df25e93f462.pdf | https://www.unikeyic.com/products/pushbutton-switches/51-953-4/30011835.html
52C201S | SIEMENS | 1: 703.7712 10: 606.3271 | 30MMSTATION,STAINLESS STEEL,CMPL |  |  |  |  | Round, Button |  | - |  | Black, Red |  |  | - |  |  | - | - |  |  |  | - | - | - | [10 empty] | - | Not Applicable |  | Panel Mount, Front |  |  |  | - |  |  | Box |  | Circular - 30.00mm Dia | [5 empty] | - |  |  |  |  | On-Mom, Off-Mom |  |  | Screw Terminal |  |  | 1 | https://www.unikeyic.com/media/about_us/Unikey_ISO_9001_Certification.pdf | https://www.unikeyic.com/products/pushbutton-switches/52c201s/3729610.html
52PP2W2A | SIEMENS | 1: 247.8686 10: 213.6672 25: 201.354 50: 192.4914 | Mushroom Button Off-On，On-Off DPST-NO/NC circular-30.00(Dia) 110V threaded mounting，panel mount |  | Mushroom Button | [8 empty] | - |  |  | - |  |  |  |  | - | [10 empty] | 110V | - | - |  |  | threaded mounting, panel mount |  |  | -35℃~70℃ | [5 empty] | Circular -30.00 (Dia) |  |  |  |  | Non-compliant | boxed |  |  |  | DPST-NO/NC | Off-On, On-Off | [6 empty] | 4 | https://www.unikeyic.com/media/about_us/Unikey_ISO_9001_Certification.pdf | https://www.unikeyic.com/products/pushbutton-switches/52pp2w2a/16854998.html
52PT6GNA | SIEMENS | 1: 279.0215 | Button switch |  |  |  |  | Round, Button |  | DPST-NO/NC |  | Silver |  |  | - |  |  | - | - |  |  |  | Incandescent | 120 VAC | - | [10 empty] | - | Not Applicable |  | Panel Mount, Front |  |  |  | - |  |  | Box |  | Circular - 30.00mm Dia | [5 empty] | - |  |  |  |  | On-Mom, Off-Mom |  |  | Screw Terminal |  |  | 2 | https://www.unikeyic.com/media/about_us/Unikey_ISO_9001_Certification.pdf | https://www.unikeyic.com/products/pushbutton-switches/52pt6gna/22910014.html
5501M12 | E-SWITCH | 1: 6.4745 10: 5.346 25: 4.9572 50: 4.7412 100: 4.536 250: 4.2768 500: 4.0716 1,000: 3.8772 | ON - (OFF)，OFF - (ON) 500000Cycles green 500000Cycles 12mA SPDT welding mounting，Through hole mounting |  | - | [8 empty] | 12mA |  | 5501M12 E-SWITCH | 500000Cycles |  |  |  |  | green | [10 empty] | - | - | 500000Cycles |  |  | welding mounting, Through hole mounting | [6 empty] | SPDT |  | - | [9 empty] | - | ON - (OFF), OFF - (ON) | [6 empty] | 118 | https://www.unikeyic.com/media/datasheet/5c/ed/d8a9/c6/9d4d529f3608fc7c0a096cad7ea51bfe.pdf | https://www.unikeyic.com/products/pushbutton-switches/5501m12/29781579.html
56-1200 | eao | 1: 14.3304 10: 13.5405 50: 13.2013 100: 12.9228 | EAO Button seat, Used for56 series | [16 empty] | - | [16 empty] | Not Applicable | [8 empty] | Bag | [7 empty] | - | [10 empty] | 8 | https://www.unikeyic.com/media/about_us/Unikey_ISO_9001_Certification.pdf | https://www.unikeyic.com/products/pushbutton-switches/56-1200/33476463.html
57M210N | Illinois Tool Works | 1: 29.1355 13: 27.5411 25: 27.1172 | ITW Switches Chrome Micro Pushbutton Switch, panel mount, Latching operation, Panel opening diameter16.1mm, No indicator light, SPST |  | Round Button | [8 empty] | 250mA |  | 57M210N Illinois Tool Works | 100000Cycles |  |  |  |  | transparent | [8 empty] | 22.1mm(height) |  | - | 12V | 100000Cycles |  |  | welding mounting, panel mount |  |  | -40℃~85℃ | [5 empty] | 16.1mm |  |  |  |  | Compliant |  |  |  |  | SPST | Maintained Contact | [6 empty] | 135 | https://www.unikeyic.com/media/datasheet/83/64/8e1e/83/6b2f94949669a5070bcc87e5ce3cbfb8.pdf | https://www.unikeyic.com/products/pushbutton-switches/57m210n/34029508.html
59-216 | Illinois Tool Works | 1: 9.626 13: 9.4635 25: 9.2885 | ITW Switches blue micro button switch, panel mount, Instantaneous operation, Panel opening diameter13.65mm, No indicator light, SPST |  | Square Button | [8 empty] | - |  | 59-216 Illinois Tool Works | 500000Cycles |  |  |  |  | transparent | [8 empty] | 17.45mm(Length)*20mm(height) |  | 125V | - | 1000000Cycles |  |  | welding mounting, panel mount |  |  | -40℃~125℃ | [5 empty] | 13.65mm | [9 empty] | SPST | Momentary Contact | [6 empty] | 66 | https://www.unikeyic.com/media/datasheet/8c/f6/b9fc/8c/ed5bbeb622f9bc5f62b8ec9e51c17233.pdf | https://www.unikeyic.com/products/pushbutton-switches/59-216/29648324.html
59-517 | Illinois Tool Works | 1: 11.1429 5: 10.6972 10: 9.984 20: 9.8057 50: 9.8057 | ITW Switches Orange micro push button switch, panel mount, Instantaneous operation, Panel opening diameter13.65mm, No indicator light, SPST |  | Round Button | [8 empty] | - |  | 59-517 Illinois Tool Works | 500000Cycles |  |  |  |  | transparent | [8 empty] | 17.45mm(Length)*20mm(height) |  | 125V | - | - |  |  | welding mounting, panel mount |  |  | -40℃~105℃ | [5 empty] | 13.65mm | [9 empty] | SPST | Momentary Contact | [6 empty] | 116 | https://www.unikeyic.com/media/datasheet/8c/f6/b9fc/8c/ed5bbeb622f9bc5f62b8ec9e51c17233.pdf | https://www.unikeyic.com/products/pushbutton-switches/59-517/30013145.html
6-1437571-1 | TE Connectivity | 1,000: 16.291 | Round OFF-(ON) 400mA Solder Mount, TH |  | Round | [8 empty] | 400mA |  | 6-1437571-1 TE Connectivity | - |  |  |  |  | - | [10 empty] | - | - | - |  |  | welding mounting, Through hole mounting | [8 empty] | - | [9 empty] | - | OFF - (ON) | [6 empty] | 100000 | https://www.unikeyic.com/media/datasheet/87/d6/9cba/87/3cb69df81d2d8a5ef6d1cf76b83083bd.pdf | https://www.unikeyic.com/products/pushbutton-switches/6-1437571-1/29564803.html
6-2213764-5 | TE Connectivity | 100: 15.7079 |  |  | - | [8 empty] | - |  | 6-2213764-5 TE Connectivity | - |  |  |  |  | - | [10 empty] | - | - | - | [11 empty] | - | [9 empty] | - | - | [6 empty] | 10000 | https://www.unikeyic.com/media/datasheet/49/29/f410/49/0f963d3ff69a7d5e22e39dbc282a3664.pdf | https://www.unikeyic.com/products/pushbutton-switches/6-2213764-5/12445025.html
6-2213767-0 | TE Connectivity | 100: 17.3688 |  |  | - | [8 empty] | - |  | 6-2213767-0 TE Connectivity | - |  |  |  |  | - | [10 empty] | - | - | - | [11 empty] | - | [9 empty] | - | - | [6 empty] | 10000 | https://www.unikeyic.com/media/datasheet/5f/26/ed99/5f/35cdd5b699edda73a8f05aea8f0a61d9.pdf | https://www.unikeyic.com/products/pushbutton-switches/6-2213767-0/3664144.html
6-2213772-5 | TE Connectivity | 100: 17.6691 |  |  | - | [8 empty] | - |  | 6-2213772-5 TE Connectivity | - |  |  |  |  | - | [10 empty] | - | - | - | [11 empty] | - | [9 empty] | - | - | [6 empty] | 10000 | https://www.unikeyic.com/media/datasheet/40/c1/bea3/40/85745989cd32510b9e34bed7e66d2f96.pdf | https://www.unikeyic.com/products/pushbutton-switches/6-2213772-5/21471664.html
6-2213772-7 | TE Connectivity | 6: 19.987 14: 19.613 28: 19.25 | Pushbutton SW AV22 DPL 3A MOVE RING LED RED 24V |  | - | [8 empty] | - |  | 6-2213772-7 TE Connectivity | - |  |  |  |  | - | [10 empty] | - | - | - | [11 empty] | - | [9 empty] | - | - | [6 empty] | 116 | https://www.unikeyic.com/media/datasheet/40/c1/bea3/40/85745989cd32510b9e34bed7e66d2f96.pdf | https://www.unikeyic.com/products/pushbutton-switches/6-2213772-7/29901672.html
6-2213772-8 | TE Connectivity | 100: 18.5527 |  |  | - | [8 empty] | - |  | 6-2213772-8 TE Connectivity | - |  |  |  |  | - | [10 empty] | - | - | - | [11 empty] | - | [9 empty] | - | - | [6 empty] | 10000 | https://www.unikeyic.com/media/datasheet/40/c1/bea3/40/85745989cd32510b9e34bed7e66d2f96.pdf | https://www.unikeyic.com/products/pushbutton-switches/6-2213772-8/13503584.html
6036751 | SICK | 1: 239.6628 5: 209.0318 10: 197.0482 25: 182.2258 50: 171.7321 | SWITCH ESTOP TWIST RESET 3A 250V |  | - | [8 empty] | - |  | 6036751 SICK | - |  |  |  |  | - | [10 empty] | - | - | - | [11 empty] | - | [9 empty] | - | - | [6 empty] | 1 | https://www.unikeyic.com/media/datasheet/eb/1e/18e5/eb/312ee643adf6701b8c5f844b1a34803a.pdf | https://www.unikeyic.com/products/pushbutton-switches/6036751/33531202.html
61-1100.0, 61-9642.2, 61-9933.0 | eao | 1: 20.8771 15: 19.6321 50: 19.0262 100: 18.6141 500: 18.2142 | EAO Mushroom Head Pushbutton, Momentary |  | - | [8 empty] | - |  | 61-1100.0, 61-9642.2, 61-9933.0 eao | - |  |  |  |  | - | [10 empty] | - | - | - |  |  | panel mount |  |  | -20℃~55℃ | [5 empty] | - | [9 empty] | - | - | [6 empty] | 17 | https://www.unikeyic.com/media/datasheet/f2/fb/f067/f2/e55c3ff9af0db9e31d6ed34578383f27.pdf | https://www.unikeyic.com/products/pushbutton-switches/61-1100-0-61-9642-2-61-9933-0/806696.html
61-1100.0, 61-9642.4, 61-9933.0 | eao | 1: 23.7975 25: 15.1113 | EAO Mushroom button, Instantaneous |  | - | [8 empty] | - |  | 61-1100.0, 61-9642.4, 61-9933.0 eao | - |  |  |  |  | - | [10 empty] | - | - | - |  |  | panel mount |  |  | -20℃~55℃ | [5 empty] | - | [9 empty] | - | - | [6 empty] | 1 | https://www.unikeyic.com/media/datasheet/f2/fb/f067/f2/e55c3ff9af0db9e31d6ed34578383f27.pdf | https://www.unikeyic.com/products/pushbutton-switches/61-1100-0-61-9642-4-61-9933-0/29535508.html
61-1230.0 | eao | 1: 14.6426 25: 14.1945 100: 13.7585 250: 13.4678 500: 13.1529 | EAO Combination switch body (PUSHBUTTON) | EAO, 61 |  |  |  | Pushbutton, Rectangular | 61-1230 | [11 empty] | Illuminated | [15 empty] | Not Applicable | [8 empty] | Bulk |  | 16.2mm (Round) | Contact Block(s), Illumination Source, Lens |  |  |  |  | 61 | [10 empty] | 63 | https://www.unikeyic.com/media/datasheet/c4/41/19dd/c4/d80e5eef8d4856586e421696f723831c.pdf | https://www.unikeyic.com/products/pushbutton-switches/61-1230-0/33583825.html
61-6451.4247 | eao | 1: 88.8491 5: 88.8491 10: 87.2337 20: 87.2337 | EAO emergency button, 61 Compactseries, Opening diameter16mm, panel, 1 Normally closed contact | [5 empty] | 61-6451 | SPST-NC |  |  |  |  | - |  |  |  | - |  |  |  |  | - | IP67/IP69K - Dust Tight, Water Resistant, Waterproof | [11 empty] | Not Applicable |  | Panel Mount, Front |  |  |  | -25°C ~ 55°C |  |  | Bulk |  | Circular - 16.00mm Dia |  | Twist | 8735386 |  |  | 61 |  |  |  |  | On-Off |  |  | Solder, Quick Connect - 0.110" (2.8mm) |  |  | 2 | https://www.unikeyic.com/media/datasheet/c4/41/19dd/c4/d80e5eef8d4856586e421696f723831c.pdf | https://www.unikeyic.com/products/pushbutton-switches/61-6451-4247/30024693.html
61-9321.4 | eao | 5: 3.2809 75: 3.0835 250: 2.9915 500: 2.9382 2,500: 2.8583 | EAOCombination switch lens, used for61 series | EAO, 61 |  |  |  |  | 61-9321 |  | Yellow | [25 empty] | Not Applicable | [8 empty] | Bulk | [7 empty] | 61 | Square | [9 empty] | 40 | https://www.unikeyic.com/media/datasheet/c4/41/19dd/c4/d80e5eef8d4856586e421696f723831c.pdf | https://www.unikeyic.com/products/pushbutton-switches/61-9321-4/30761564.html
61-9351.2 | eao | 5: 4.2801 10: 4.1089 20: 3.835 50: 3.835 | red snap fit 20mm*20mm*20mm | EAO, 61 |  |  |  |  | 61-9351 |  | Red | [25 empty] | Not Applicable | [8 empty] | Bulk | [7 empty] | 61 | Square | [9 empty] | 111 | https://www.unikeyic.com/media/datasheet/8b/fd/93d1/8b/1a3dc53400561f2325fb02dbd8ebbf3b.pdf | https://www.unikeyic.com/products/pushbutton-switches/61-9351-2/145345.html
61-9351.5 | eao | 5: 4.2801 10: 4.1089 20: 3.835 50: 3.835 | green snap fit 20mm*20mm*20mm | EAO, 61 |  |  |  |  | 61-9351 |  | Green | [25 empty] | Not Applicable | [8 empty] | Bulk |  |  |  |  | 8735507 |  |  | 61 | Square | [9 empty] | 98 | https://www.unikeyic.com/media/datasheet/c4/41/19dd/c4/d80e5eef8d4856586e421696f723831c.pdf | https://www.unikeyic.com/products/pushbutton-switches/61-9351-5/29607958.html
61-9642.7 | eao | 50: 3.5941 300: 3.5057 500: 3.4467 | EAOCombination switch lens, used for61 Series switch | EAO, 61 |  |  |  |  | 61-9642 |  | Clear | [25 empty] | Not Applicable | [8 empty] | Bulk |  |  |  |  | 8735529 |  |  | 61 | Round | [9 empty] | 90 | https://www.unikeyic.com/media/datasheet/c4/41/19dd/c4/d80e5eef8d4856586e421696f723831c.pdf | https://www.unikeyic.com/products/pushbutton-switches/61-9642-7/34042365.html
61-9671.2 | eao | 50: 3.5941 300: 3.5057 500: 3.4467 | EAOCombination switch lens, used for61 Series switch | EAO, 61 |  |  |  |  | 61-9671 |  | Red | [25 empty] | Not Applicable | [8 empty] | Bulk |  |  |  |  | 8735545 |  |  | 61 | Square | [9 empty] | 98 | https://www.unikeyic.com/media/datasheet/c4/41/19dd/c4/d80e5eef8d4856586e421696f723831c.pdf | https://www.unikeyic.com/products/pushbutton-switches/61-9671-2/1059410.html
61-9970.6 | eao | 1: 12.428 | Labels Emergency Stop Label Yellow |  | - | [8 empty] | - |  |  | - |  |  |  |  | - | [10 empty] | - | - | - |  |  | board mount | [8 empty] | - | [9 empty] | - | - | [6 empty] | 5 | https://www.unikeyic.com/media/about_us/Unikey_ISO_9001_Certification.pdf | https://www.unikeyic.com/products/pushbutton-switches/61-9970-6/440649.html
6425.4121 | MARQUARDT | 1: 3.1701 | Button SPST 1000000Cycles 28V 28V Through hole mounting 14.4mm*14.4mm*3.6mm |  | Button | [8 empty] | - |  | 6425.4121 MARQUARDT | - |  |  |  |  | - | [8 empty] | 14.4mm*14.4mm*3.6mm |  | 28V | 28V | 1000000Cycles |  |  | Through hole mounting |  |  | -20℃~70℃ | [5 empty] | - | [9 empty] | SPST | - | [6 empty] | 486 | https://www.unikeyic.com/media/datasheet/d1/98/be8f/d1/a29854e788bfe5dbd7a05d6862642544.pdf | https://www.unikeyic.com/products/pushbutton-switches/6425-4121/30498915.html
6425.4131 | MARQUARDT | 5: 5.1289 10: 4.9237 20: 4.5955 50: 4.5955 | Button ON - OFF SPST 1000000Cycles 28V 28V green 100mA Through hole mounting 14.4mm*14.4mm*3.6mm |  | Button | [8 empty] | 100mA |  | 6425.4131 MARQUARDT | - |  |  |  |  | green | [8 empty] | 14.4mm*14.4mm*3.6mm |  | 28V | 28V | 1000000Cycles |  |  | Through hole mounting |  |  | -20℃~70℃ | [5 empty] | - | [9 empty] | SPST | ON - OFF | [6 empty] | 140 | https://www.unikeyic.com/media/datasheet/33/34/a791/33/82e57f7a2ebe4d3fa667b743ded657bd.pdf | https://www.unikeyic.com/products/pushbutton-switches/6425-4131/1348720.html
7-1437571-9 | TE Connectivity | 250: 17.8458 | Round OFF - (ON) DPST 100000Cycles 400mA welding mounting，Through hole mounting 8.13mm(Length)*9.14mm(height) |  | Round | [8 empty] | 400mA |  | 7-1437571-9 TE Connectivity | 100000Cycles |  |  |  |  | - | [8 empty] | 8.13mm(Length)*9.14mm(height) |  | - | - | - |  |  | welding mounting, Through hole mounting |  |  | -30℃~65℃ | [5 empty] | - |  |  |  |  | Non-compliant |  |  |  |  | DPST | OFF - (ON) | [6 empty] | 25000 | https://www.unikeyic.com/media/datasheet/68/4f/3e9b/68/2bc33e2432f3d2a5b915cd9ed90bd798.pdf | https://www.unikeyic.com/products/pushbutton-switches/7-1437571-9/1118890.html
7-1437572-9 | TE Connectivity | 250: 27.5639 |  |  | - | [8 empty] | - |  |  | - |  |  |  |  | - | [10 empty] | - | - | - | [9 empty] | SPDT |  | - | [9 empty] | - | - | [6 empty] | 25000 | https://www.unikeyic.com/media/about_us/Unikey_ISO_9001_Certification.pdf | https://www.unikeyic.com/products/pushbutton-switches/7-1437572-9/24603223.html
7-2213767-1 | TE Connectivity | 6: 18.348 16: 16.027 32: 15.642 | Pushbutton Switches AV19 DPL 3A MOVE RING LED YELLOW 24V |  | - | [8 empty] | - |  | 7-2213767-1 TE Connectivity | - |  |  |  |  | - | [10 empty] | - | - | - | [11 empty] | - | [9 empty] | - | - | [6 empty] | 36 | https://www.unikeyic.com/media/datasheet/5f/26/ed99/5f/35cdd5b699edda73a8f05aea8f0a61d9.pdf | https://www.unikeyic.com/products/pushbutton-switches/7-2213767-1/22798831.html
7-2213772-2 | TE Connectivity | 100: 18.5527 |  |  | - | [8 empty] | - |  | 7-2213772-2 TE Connectivity | - |  |  |  |  | - | [10 empty] | - | - | - | [11 empty] | - | [9 empty] | - | - | [6 empty] | 10000 | https://www.unikeyic.com/media/datasheet/40/c1/bea3/40/85745989cd32510b9e34bed7e66d2f96.pdf | https://www.unikeyic.com/products/pushbutton-switches/7-2213772-2/29072197.html
70011288 M22-DRH-R-X0+M22-A | EATON | 1: 34.0389 | Eaton Mushroom Head Pushbutton, RMQ Titan Series, Locking Release, 22mm Hole Dia |  | - | [8 empty] | - |  |  | - |  |  |  |  | - | [10 empty] | - | - | - | [5 empty] | -25℃~70℃ | [5 empty] | - | [9 empty] | - | - | [6 empty] | 3 | https://www.unikeyic.com/media/about_us/Unikey_ISO_9001_Certification.pdf | https://www.unikeyic.com/products/pushbutton-switches/70011288-m22-drh-r-x0-m22-a/28941868.html
701PB583 | Honeywell | 1: 797.55 | On-Mom SPDT 28V 115V 4A SPDT wire mounting，panel mount |  | - | [8 empty] | 4A |  | 701PB583 Honeywell | - |  |  |  |  | - | [10 empty] | 115V | 28V | - |  |  | wire mounting, panel mount | [6 empty] | SPDT |  | - | [5 empty] | bulk |  |  |  | SPDT | On-Mom | [6 empty] | 38 | https://www.unikeyic.com/media/datasheet/a9/ca/1a7e/a9/f3b24063adf9f12d7539334f74f20484.pdf | https://www.unikeyic.com/products/pushbutton-switches/701pb583/694111.html
704.012.018 | eao | 1: 35.6231 5: 35.6231 10: 34.9869 20: 34.3508 50: 34.3508 | Round 30.5mm | EAO, 04 |  |  |  | Pushbutton, Round | 704.012 | [11 empty] | Non-Illuminated | [15 empty] | Not Applicable | [8 empty] | Bulk |  | 30.5mm (Round) | Contact Block(s) |  |  |  |  | 04 | [10 empty] | 9 | https://www.unikeyic.com/media/about_us/Unikey_ISO_9001_Certification.pdf | https://www.unikeyic.com/products/pushbutton-switches/704-012-018/30478177.html
704.021.5 | eao | 1: 28.4743 | Indicator full-face illumination compact |  | - | [8 empty] | - |  |  | - |  |  |  |  | - | [10 empty] | - | - | - |  |  | panel mount | [8 empty] | - | [9 empty] | - | - | [6 empty] | 5 | https://www.unikeyic.com/media/about_us/Unikey_ISO_9001_Certification.pdf | https://www.unikeyic.com/products/pushbutton-switches/704-021-5/30099942.html
704.029.4 | eao | 1: 32.162 | ACTUATOR, 29 MM, FLUSH, ILLUMIN |  | - | [8 empty] | - |  | 704.029.4 eao | - |  |  |  |  | - | [10 empty] | - | - | - |  |  | panel mount | [8 empty] | - |  |  |  |  | Compliant | Bagged |  |  |  | - | - | [6 empty] | 7 | https://www.unikeyic.com/media/datasheet/f5/72/4e60/f5724e60b6ab7e63442c89e3474b4996.pdf | https://www.unikeyic.com/products/pushbutton-switches/704-029-4/870060909.html
704.032.2 | eao | 1: 35.9707 5: 35.9707 10: 35.3284 20: 34.686 50: 34.686 | EAO Combination switch actuator button actuator, Used for series 04 | EAO, 04 |  |  |  | Pushbutton, Round | 704.032 | [11 empty] | Illuminated - Red | [15 empty] | Not Applicable | [8 empty] | Bulk |  | 22.3mm (Round) | Contact Block(s), Illumination Source |  | 8735687 |  |  | 04 | [10 empty] | 1 | https://www.unikeyic.com/media/about_us/Unikey_ISO_9001_Certification.pdf | https://www.unikeyic.com/products/pushbutton-switches/704-032-2/542945.html
704.060.6 | eao | 1: 21.1451 | EAO 704.060.6 Push Button Actuator |  | - | [8 empty] | - |  | 704.060.6 eao | - |  |  |  |  | - | [10 empty] | - | - | - |  |  | panel mount | [8 empty] | - |  |  |  |  | Compliant | Bagged |  |  |  | - | - | [6 empty] | 2 | https://www.unikeyic.com/media/datasheet/14/2d/910e/142d910e18647e2d1893c5a1da831b38.pdf | https://www.unikeyic.com/products/pushbutton-switches/704-060-6/870061224.html
704.075.3 | eao | 1: 44.2165 5: 43.4269 10: 43.4269 20: 43.4269 | EAO Mushroom Head Pushbutton, Latching | EAO, 04 |  |  |  | E-Stop, Round | 704.075 | [11 empty] | Non-Illuminated | [15 empty] | Not Applicable | [8 empty] | Bulk |  | 22.3mm (Round) | Contact Block(s) |  | 8735737 |  |  | 04 | [10 empty] | 4 | https://www.unikeyic.com/media/datasheet/2b/09/36b8/2b0936b8e627755f19881f1c047a32c3.pdf | https://www.unikeyic.com/products/pushbutton-switches/704-075-3/29718043.html
704.103.018I | eao | 1: 48.0276 | Round-30.5mm Panel Mount | EAO, 04 |  |  |  | Selector | 704.103 | [11 empty] | Illuminated | [15 empty] | Not Applicable | [8 empty] | Bulk |  | 30.5mm (Round) | Contact Block(s), Illumination Source |  | 8735780 |  |  | 04 | [10 empty] | 6 | https://www.unikeyic.com/media/datasheet/45/27/f34c/45/b882a9cfc4c7d81870a10e3d14ef53c9.pdf | https://www.unikeyic.com/products/pushbutton-switches/704-103-018i/1294328.html
704.209.700 | eao | 1: 31.6467 | CONFIG SW BODY PUSHBUT NON-ILLUM | EAO, 04 |  |  |  | Pushbutton, Square | 704.209 | [11 empty] | Non-Illuminated | [15 empty] | Not Applicable | [8 empty] | Bulk |  | 30.5mm (Round) | Contact Block(s) |  | 8735850 |  |  | 04 | [10 empty] | 8 | https://www.unikeyic.com/media/datasheet/45/27/f34c/45/b882a9cfc4c7d81870a10e3d14ef53c9.pdf | https://www.unikeyic.com/products/pushbutton-switches/704-209-700/117954.html
704.229.5 | eao | 1: 28.8095 | ACTUATOR, 30 MM X 30 MM, FLUSH, |  | - | [8 empty] | - |  |  | - |  |  |  |  | - | [10 empty] | - | - | - |  |  | panel mount | [8 empty] | - | [9 empty] | - | - | [6 empty] | 2 | https://www.unikeyic.com/media/about_us/Unikey_ISO_9001_Certification.pdf | https://www.unikeyic.com/products/pushbutton-switches/704-229-5/695882611.html
704.230.5 | eao | 1: 28.8095 | Switch Access Square Actuator Push Button Switch |  | - | [8 empty] | - |  |  | - |  |  |  |  | - | [10 empty] | - | - | - |  |  | snap fit | [8 empty] | - | [9 empty] | - | - | [6 empty] | 2 | https://www.unikeyic.com/media/about_us/Unikey_ISO_9001_Certification.pdf | https://www.unikeyic.com/products/pushbutton-switches/704-230-5/29779918.html
704.230.508 | eao | 1: 41.58 | Round, 30.5mm Panel Mount | EAO, 04 |  |  |  | Pushbutton, Square | 704.230 | [11 empty] | Illuminated - Green | [15 empty] | Not Applicable | [8 empty] | Bulk |  | 30.5mm (Round) | Contact Block(s), Illumination Source |  |  |  |  | 04 | [10 empty] | 4 | https://www.unikeyic.com/media/datasheet/45/27/f34c/45/b882a9cfc4c7d81870a10e3d14ef53c9.pdf | https://www.unikeyic.com/products/pushbutton-switches/704-230-508/1378219.html
704.260.208 | eao | 1: 42.9861 | ACTUATOR, 30 MM X 30 MM, 35 MM X |  | - | [8 empty] | - |  | 704.260.208 eao | - |  |  |  |  | - | [10 empty] | - | - | - |  |  | panel mount | [8 empty] | - |  |  |  |  | Compliant | Bagged |  |  |  | - | - | [6 empty] | 2 | https://www.unikeyic.com/media/datasheet/98/81/a6a7/9881a6a775f15832ea38361b002b7acb.pdf | https://www.unikeyic.com/products/pushbutton-switches/704-260-208/725860858.html
704.340.000 | eao | 1: 84.7407 | ACTUATOR, 30 MM X 30 MM, 35 MM X |  | - | [8 empty] | - |  |  | - |  |  |  |  | - | [10 empty] | - | - | - |  |  | panel mount | [8 empty] | - | [9 empty] | - | - | [6 empty] | 5 | https://www.unikeyic.com/media/about_us/Unikey_ISO_9001_Certification.pdf | https://www.unikeyic.com/products/pushbutton-switches/704-340-000/695897188.html
704.602.2 | eao | 50: 1.9573 300: 1.9092 500: 1.8771 | EAORed round illuminated pushbutton lens, used for04 Series buttons, 23.7mm | EAO, 04 |  |  |  |  | 704.602 |  | Red | [25 empty] | Not Applicable | [8 empty] | Bulk |  |  |  |  | 8735964 |  |  | 04 | Round | [9 empty] | 972 | https://www.unikeyic.com/media/datasheet/45/27/f34c/45/b882a9cfc4c7d81870a10e3d14ef53c9.pdf | https://www.unikeyic.com/products/pushbutton-switches/704-602-2/34044233.html
704.963.4 | eao | 1: 14.1378 5: 12.6674 10: 12.6674 20: 12.4412 50: 12.4412 | button sign, 4series, button sign, Used for04 series | [5 empty] | 704.963 | [10 empty] | 04 Series | [16 empty] | 1 (Unlimited) | [8 empty] | Bag |  |  |  |  | 12352566 |  |  | 04 | [10 empty] | 87 | https://www.unikeyic.com/media/about_us/Unikey_ISO_9001_Certification.pdf | https://www.unikeyic.com/products/pushbutton-switches/704-963-4/1015193.html
71-635.0/D | eao | 1: 53.7442 5: 52.7845 10: 52.7845 20: 52.7845 | PUSH BUTTON, PANEL; | EAO, 71 |  |  |  | Keylock | 71-635 | [11 empty] | Non-Illuminated | [15 empty] | Not Applicable | [8 empty] | Bulk |  | - | Contact Block(s) |  |  |  |  | 71 | [10 empty] | 5 | https://www.unikeyic.com/media/about_us/Unikey_ISO_9001_Certification.pdf | https://www.unikeyic.com/products/pushbutton-switches/71-635-0-d/33472623.html
71-671.026 | eao | 1: 26.8651 5: 25.0741 10: 24.6264 25: 24.6264 50: 24.1786 100: 24.1786 250: 24.1786 5,000: 24.1786 | EAO Pushbutton Switch Element, 71series, 1 No + 1 Normally closed contact, 250V AC, For Pushbutton Switch | EAO, 71 |  |  |  |  | 71-671 | DPST-NO/NC |  |  | 3A @ 250VAC | [23 empty] | Not Applicable | [8 empty] | Bulk |  |  | Switch Body |  | 8736223 |  |  | 71 | [7 empty] | PC Pin |  |  | 25 | https://www.unikeyic.com/media/datasheet/7b/bc/9199/7b/290082808ba49a0b3c1a80705b5d6eb6.pdf | https://www.unikeyic.com/products/pushbutton-switches/71-671-026/29705239.html
73-00001.1 | eao | 1: 238.0157 5: 233.6881 10: 233.6881 25: 233.6881 50: 233.6881 | Cap shut-Instantaneous SPST-NO x 2 white 100mA(DC) base mount 90mm*45mm*45.7mm |  |  |  | No Marking | Plunger for Cap | 73-00001 | SPST-NO x 2 |  | - |  |  | 100mA (DC) |  |  | - | - |  |  |  | LED, White | - | IP67 - Dust Tight, Waterproof | [10 empty] | - | 1 (Unlimited) |  | Chassis Mount |  |  |  | -25°C ~ 70°C |  |  | Bulk |  | - |  |  | 9555560 |  |  | 84 SmartBox |  |  |  |  | Off-Mom |  |  | Connector |  | 30 V | 6 | https://www.unikeyic.com/media/datasheet/c0/d8/84ff/c0/f628dff540faa7e94c06501d92a5efc3.pdf | https://www.unikeyic.com/products/pushbutton-switches/73-00001-1/242331.html
7346735P | RS | 50: 2.561 100: 2.4868 250: 2.295 1,250: 1.8646 | RS PRO black button switch, panel mount, Instantaneous operation, Panel opening diameter4.95mm, No indicator light, SPST |  | cover | [8 empty] | - |  |  | - |  |  |  |  | Black | [10 empty] | 32/50/125V ac | 28V | - |  |  | welding mounting, panel mount |  |  | 85℃(max) | [5 empty] | 4.95mm | [9 empty] | SPST | SPST | [6 empty] | 1411 | https://www.unikeyic.com/media/about_us/Unikey_ISO_9001_Certification.pdf | https://www.unikeyic.com/products/pushbutton-switches/7346735p/18381630.html
7346772P | RS | 50: 4.6826 100: 4.2579 250: 4.1596 1,250: 3.4424 | RS PRO red button switch, panel mount, Instantaneous operation, No indicator light, DPDT |  | Cap | [8 empty] | - |  |  | - |  |  |  |  | red | [8 empty] | 12.7mm(height) |  | 32/50/125V ac | 28V | - |  |  | welding mounting, panel mount |  |  | 85℃(max) | [5 empty] | 12.7x15.7 | [9 empty] | DPDT | DPDT | [6 empty] | 329 | https://www.unikeyic.com/media/about_us/Unikey_ISO_9001_Certification.pdf | https://www.unikeyic.com/products/pushbutton-switches/7346772p/33656804.html
7346798 | RS | 1: 5.8575 | RS PROPushbutton Switches, Printed circuit board installation, Latching operation, Panel opening diameter6.35mm, No indicator light, SPDT |  | Plunger | [8 empty] | - |  |  | - |  |  |  |  | red | [10 empty] | 32/50/125V ac | 28V | - |  |  | PCBinstall, Through hole mounting |  |  | 85℃(max) | [5 empty] | 6.35mm | [9 empty] | SPDT | SPDT | [6 empty] | 168 | https://www.unikeyic.com/media/about_us/Unikey_ISO_9001_Certification.pdf | https://www.unikeyic.com/products/pushbutton-switches/7346798/14052572.html
7346798P | RS | 1: 5.8575 | RS PROPushbutton Switches, Printed circuit board installation, Latching operation, Panel opening diameter6.35mm, No indicator light, SPDT |  | Plunger | [8 empty] | - |  |  | - |  |  |  |  | red | [10 empty] | 32/50/125V ac | 28V | - |  |  | PCBinstall, Through hole mounting |  |  | 85℃(max) | [5 empty] | 6.35mm | [9 empty] | SPDT | SPDT | [6 empty] | 565 | https://www.unikeyic.com/media/about_us/Unikey_ISO_9001_Certification.pdf | https://www.unikeyic.com/products/pushbutton-switches/7346798p/14868198.html
7452458 | RS | 1: 14.1539 | RS PROPushbutton Switches, panel mount, Latching operation, Panel opening diameter16mm, With indicator light |  | high | [8 empty] | - |  |  | - |  |  |  |  | - | [10 empty] | 250V | - | - |  |  | panel mount |  |  | 55℃(max) | [5 empty] | 16mm | [9 empty] | - | - | [6 empty] | 112 | https://www.unikeyic.com/media/about_us/Unikey_ISO_9001_Certification.pdf | https://www.unikeyic.com/products/pushbutton-switches/7452458/17467432.html
7452556 | RS | 1: 10.6127 | RS PROPushbutton Switches, panel mount, Latching operation, Panel opening diameter16mm, With indicator light, SPDT |  | Raised button | [8 empty] | - |  |  | - |  |  |  |  | - | [8 empty] | 18mm*7.2mm*35.8mm |  | 250V | - | - |  |  | welding mounting, panel mount | [6 empty] | SPDT |  | 16mm | [9 empty] | SPDT | - | [6 empty] | 97 | https://www.unikeyic.com/media/about_us/Unikey_ISO_9001_Certification.pdf | https://www.unikeyic.com/products/pushbutton-switches/7452556/25960980.html
7452568 | RS | 1: 11.9396 5: 9.8238 | RS PROPushbutton Switches, panel mount, Instantaneous operation, Panel opening diameter16mm, With indicator light, SPDT |  | Actuator Style | [8 empty] | - |  |  | - |  |  |  |  | - | [10 empty] | 250V | - | - |  |  | panel mount | [6 empty] | SPDT |  | 16mm | [9 empty] | SPDT | - | [6 empty] | 102 | https://www.unikeyic.com/media/about_us/Unikey_ISO_9001_Certification.pdf | https://www.unikeyic.com/products/pushbutton-switches/7452568/4175510.html
76-9470/439088R | Illinois Tool Works | 1: 34.0456 8: 32.1677 15: 31.6832 | ITW Switches red button switch, panel mount, Rotary Lever Operation, Panel opening diameter22mm, With indicator light, SPDT |  | Round Button | [8 empty] | - |  | 76-9470/439088R Illinois Tool Works | 1000000Cycles |  |  |  |  | transparent | [8 empty] | 30mm(Length)*43mm(height) |  | 250V | - | 1000000Cycles |  |  | welding mounting, panel mount |  |  | -40℃~135℃ | [5 empty] | Round-22.5 |  |  |  |  | Compliant |  |  |  |  | SPDT | - | [6 empty] | 38 | https://www.unikeyic.com/media/datasheet/a3/36/5343/a3/318554f765b1e047e31a5cd2105d2f83.pdf | https://www.unikeyic.com/products/pushbutton-switches/76-9470-439088r/29630288.html
76-9510/4044 | Illinois Tool Works | 1: 19.4278 10: 18.4334 50: 17.8763 100: 17.4161 | ITW Switches silver button switch, panel mount, Instantaneous operation, Panel opening diameter19.2mm, No indicator light, SPDT |  | Round Button | [8 empty] | - |  | 76-9510/4044 Illinois Tool Works | 50000Cycles |  |  |  |  | - | [8 empty] | 43mm(Length)*43mm(height) |  | 250V | 5V | 1000000Cycles |  |  | welding mounting, panel mount |  |  | -30℃~105℃ | [5 empty] | 19.2mm |  |  |  |  | Compliant |  |  |  |  | SP | Momentary Contact | [6 empty] | 30 | https://www.unikeyic.com/media/datasheet/12/e1/ef9b/f1/27ea358530ed9a240b13e6f64774f6de.pdf | https://www.unikeyic.com/products/pushbutton-switches/76-9510-4044/29766098.html
76-9512/4044 | Illinois Tool Works | 1: 39.8709 5: 39.1589 10: 39.1589 20: 39.1589 | ITW Switches silver button switch, panel mount, Instantaneous operation, Panel opening diameter30.1mm, No indicator light, SPDT |  | Round Button | [8 empty] | - |  | 76-9512/4044 Illinois Tool Works | 50000Cycles |  |  |  |  | transparent | [8 empty] | 43mm(Length)*43mm(height) |  | 250V | 5V | 1000000Cycles |  |  | welding mounting, panel mount |  |  | -30℃~105℃ | [5 empty] | 32mm | [9 empty] | SP | Momentary Contact | [6 empty] | 53 | https://www.unikeyic.com/media/datasheet/26/31/b6a8/26/865b248bf5e35e993053c1d2be9716b7.pdf | https://www.unikeyic.com/products/pushbutton-switches/76-9512-4044/33889395.html
76-9513/4044G | Illinois Tool Works | 1: 19.9395 10: 18.9413 50: 18.5535 100: 18.2506 | ITW Switches green button switch, panel mount, Instantaneous operation, Panel opening diameter19.2mm, No indicator light, SPDT |  | button | [8 empty] | - |  | 76-9513/4044G Illinois Tool Works | - |  |  |  |  | - | [10 empty] | 250V | 5V | - |  |  | welding mounting, panel mount |  |  | -30℃~105℃ | [5 empty] | 19.2mm | [9 empty] | SPDT | - | [6 empty] | 184 | https://www.unikeyic.com/media/datasheet/26/31/b6a8/26/865b248bf5e35e993053c1d2be9716b7.pdf | https://www.unikeyic.com/products/pushbutton-switches/76-9513-4044g/33731033.html
7840066 | RS | 1: 18.0552 | RS PRO PUSHBUTTON, spring return |  | circular | [8 empty] | - |  |  | - |  |  |  |  | - | [10 empty] | - | - | - | [5 empty] | -10℃~50℃ | [5 empty] | - | [9 empty] | - | - | [6 empty] | 11 | https://www.unikeyic.com/media/about_us/Unikey_ISO_9001_Certification.pdf | https://www.unikeyic.com/products/pushbutton-switches/7840066/8014618.html
78635772 M22-D-X+M22-A | EATON | 1: 18.5169 | Eaton Mushroom Button Switch, RMQ Titan Series, Momentary, 22mm Hole Dia |  | - | [8 empty] | - |  |  | - |  |  |  |  | - | [10 empty] | - | - | - |  |  | Embedded mounting |  |  | -25℃~70℃ | [5 empty] | - | [9 empty] | - | - | [6 empty] | 6 | https://www.unikeyic.com/media/about_us/Unikey_ISO_9001_Certification.pdf | https://www.unikeyic.com/products/pushbutton-switches/78635772-m22-d-x-m22-a/15105176.html
78635782 M22-DR-Y+M22-A | EATON | 1: 36.627 | Eaton Mushroom Head Pushbutton, RMQ Titan Series, Locking Release, 22mm Hole Dia |  | - | [8 empty] | - |  |  | - |  |  |  |  | - | [10 empty] | - | - | - |  |  | Embedded mounting |  |  | -25℃~70℃ | [5 empty] | - | [9 empty] | - | - | [6 empty] | 8 | https://www.unikeyic.com/media/about_us/Unikey_ISO_9001_Certification.pdf | https://www.unikeyic.com/products/pushbutton-switches/78635782-m22-dr-y-m22-a/29437011.html
78635829 M22-PV+M22-A+M22-XAK | EATON | 1: 78.9518 | Eaton emergency button, RMQ Titanseries, Opening diameter22mm, Front Face Front Side |  | - | [8 empty] | - |  |  | - |  |  |  |  | - | [8 empty] | 9mm(width)*48mm(height) |  | - | - | - |  |  | front mount | [8 empty] | - | [9 empty] | shut | shut | [6 empty] | 104 | https://www.unikeyic.com/media/about_us/Unikey_ISO_9001_Certification.pdf | https://www.unikeyic.com/products/pushbutton-switches/78635829-m22-pv-m22-a-m22-xak/11147564.html
78635864 M22-LH-Y+M22-A | EATON | 1: 24.3075 | Eaton Yellow Round Indicator Light RMQ Titanseries, 22.5mmdiameter, IP69K |  | - | [8 empty] | - |  |  | - |  |  |  |  | - | [10 empty] | - | - | - |  |  | panel mount | [8 empty] | - | [9 empty] | - | - | [6 empty] | 7 | https://www.unikeyic.com/media/about_us/Unikey_ISO_9001_Certification.pdf | https://www.unikeyic.com/products/pushbutton-switches/78635864-m22-lh-y-m22-a/30069939.html
8-1437627-6 | TE Connectivity | 250: 3.2865 |  |  | - | [8 empty] | - |  | 8-1437627-6 TE Connectivity | - |  |  |  |  | - | [10 empty] | - | - | - | [11 empty] | - |  |  |  |  | Compliant | bulk |  |  |  | - | - | [6 empty] | 25000 | https://www.unikeyic.com/media/datasheet/cd/81/d75c/cd/6d7ebd245bac4a61e56391b664e74eb9.pdf | https://www.unikeyic.com/products/pushbutton-switches/8-1437627-6/33661900.html
8-2213764-0 | TE Connectivity | 100: 17.3688 |  |  | - | [8 empty] | - |  | 8-2213764-0 TE Connectivity | - |  |  |  |  | - | [10 empty] | - | - | - | [11 empty] | - | [9 empty] | - | - | [6 empty] | 10000 | https://www.unikeyic.com/media/datasheet/49/29/f410/49/0f963d3ff69a7d5e22e39dbc282a3664.pdf | https://www.unikeyic.com/products/pushbutton-switches/8-2213764-0/27574434.html
8-2213767-0 | TE Connectivity | 100: 17.3688 |  |  | - | [8 empty] | - |  | 8-2213767-0 TE Connectivity | - |  |  |  |  | - | [10 empty] | - | - | - | [11 empty] | - | [9 empty] | - | - | [6 empty] | 10000 | https://www.unikeyic.com/media/datasheet/5f/26/ed99/5f/35cdd5b699edda73a8f05aea8f0a61d9.pdf | https://www.unikeyic.com/products/pushbutton-switches/8-2213767-0/16494066.html
8-2213772-0 | TE Connectivity | 100: 19.2594 |  |  | - | [8 empty] | - |  | 8-2213772-0 TE Connectivity | - |  |  |  |  | - | [10 empty] | - | - | - | [11 empty] | - | [9 empty] | - | - | [6 empty] | 10000 | https://www.unikeyic.com/media/datasheet/40/c1/bea3/40/85745989cd32510b9e34bed7e66d2f96.pdf | https://www.unikeyic.com/products/pushbutton-switches/8-2213772-0/32429030.html
800AWSP8M6QE | E-SWITCH | 1: 5.994 10: 5.1786 25: 4.8838 54: 4.6484 108: 4.446 270: 4.1915 540: 4.0083 1,026: 3.8455 | Round Plunger Momentary Contact SPDT 28V 120V 50000Cycles 1A SPDT Through hole mounting 8.13mm(Length)*6.1mm(height) |  |  |  | No Marking | Round, Plunger | 800AWSP8 | SPDT |  | Black |  |  | 1A (AC) |  |  | 50,000 Cycles | Epoxy Sealed Terminals |  |  |  | - | - | IP67 - Dust Tight, Waterproof | [10 empty] | - | 1 (Unlimited) |  | Through Hole, Right Angle |  |  |  | -30°C ~ 85°C |  |  | Bulk |  | - | [5 empty] | 800A |  |  |  |  | On-Mom |  |  | PC Pin | 120 V |  | 51 | https://www.unikeyic.com/media/datasheet/74/58/05a7/74/150c1e08b3ad4b9581da734251f3c987.pdf | https://www.unikeyic.com/products/pushbutton-switches/800awsp8m6qe/1304579.html
800FM-MT44 | Allen-Bradley | 1: 32.0811 | Allen Bradley emergency button, 800FMseries, Opening diameter22.5mm, panel mount |  | - | [8 empty] | - |  | 800FM-MT44 Allen-Bradley | - |  |  |  |  | - | [8 empty] | 22.5mm(width) |  | - | - | - |  |  | panel mount | [8 empty] | - | [9 empty] | - | - | [6 empty] | 113 | https://www.unikeyic.com/media/datasheet/3d/88/e807/3d/beb498be5ab4c8e38e81fba69a682f62.pdf | https://www.unikeyic.com/products/pushbutton-switches/800fm-mt44/419478.html
800FP-F2 | Allen-Bradley | 1: 5.3379 | Allen Bradley Mushroom Head Push Button, 800F Series, Momentary, 22mm Hole Dia |  | - | [8 empty] | - |  | 800FP-F2 Allen-Bradley | - |  |  |  |  | - | [10 empty] | - | - | - | [11 empty] | - | [9 empty] | - | - | [6 empty] | 70 | https://www.unikeyic.com/media/datasheet/17/65/372c/17/5f83c76e75100f34b567c29f2ca703a7.pdf | https://www.unikeyic.com/products/pushbutton-switches/800fp-f2/30496895.html
800FP-F6 | Allen-Bradley | 1: 5.3379 | Allen Bradley Mushroom button, 800F series, Instantaneous, Opening diameter22mm |  | - | [8 empty] | - |  | 800FP-F6 Allen-Bradley | - |  |  |  |  | - | [10 empty] | - | - | - | [11 empty] | - | [9 empty] | - | - | [6 empty] | 31 | https://www.unikeyic.com/media/datasheet/e7/bc/25ef/e7bc25efc8bc82932b59397928dd4bcc.pdf | https://www.unikeyic.com/products/pushbutton-switches/800fp-f6/29921669.html
800FP-P3 | Allen-Bradley | 1: 6.5796 | Allen Bradley Green Round Indicator Light 800Fseries, 22mmdiameter, IP66 |  | - | [8 empty] | - |  | 800FP-P3 Allen-Bradley | - |  |  |  |  | - | [10 empty] | - | - | - |  |  | panel mount | [8 empty] | - | [9 empty] | - | - | [6 empty] | 142 | https://www.unikeyic.com/media/datasheet/d1/ea/e465/d1eae465d1fdd68215672d60928e4e91.pdf | https://www.unikeyic.com/products/pushbutton-switches/800fp-p3/32366149.html
800SP9B6M2RE | E-SWITCH | 1: 3.726 10: 3.2195 25: 3.0361 50: 2.9043 100: 2.7781 250: 2.6193 945: 2.4043 1,890: 2.299 | circular，Plunger shut-Instantaneous SPST-NO 50000Cycles 20V 20V red 50000Cycles Plugins Through hole mounting |  |  |  | No Marking | Round, Plunger | 800SP9 | SPST-NO |  | Black |  |  | 0.4VA (AC/DC) |  |  | 50,000 Cycles | - |  |  |  | - | - | - | [10 empty] | 50,000 Cycles | 1 (Unlimited) |  | Through Hole |  |  |  | -30°C ~ 85°C |  |  | Bulk |  | - | [5 empty] | 800 |  |  |  |  | Off-Mom |  |  | PC Pin | 20 V | 20 V | 730 | https://www.unikeyic.com/media/datasheet/f0/34/7815/f0/7d14fb03eb80d0915a1cf877cc695a8e.pdf | https://www.unikeyic.com/products/pushbutton-switches/800sp9b6m2re/30641442.html
800SP9B7M6RE | E-SWITCH | 1: 5.3705 10: 4.631 25: 4.3956 50: 4.0824 100: 3.8772 270: 3.7368 540: 3.402 1,080: 3.2508 | Round Button Switch, Off-Mom SPST-NO, 50k Cycles, 20V, TH |  |  |  | No Marking | Round, Plunger | 800SP9 | SPST-NO |  | Black |  |  | 0.4VA (AC/DC) |  |  | 50,000 Cycles | - |  |  |  | - | - | - | [10 empty] | 50,000 Cycles | 1 (Unlimited) |  | Through Hole, Right Angle |  |  |  | -30°C ~ 85°C |  |  | Bulk |  | - | [5 empty] | 800 |  |  |  |  | Off-Mom |  |  | PC Pin | 20 V | 20 V | 450 | https://www.unikeyic.com/media/datasheet/94/80/daf7/9480daf78c10367acb751f92973bca7d.pdf | https://www.unikeyic.com/products/pushbutton-switches/800sp9b7m6re/34002006.html
800USP8P1A1M7RE | E-SWITCH | 1: 4.1225 10: 3.9576 25: 3.6938 50: 3.6278 100: 3.6278 250: 3.5618 500: 3.5618 1,000: 3.5618 | Cap open-Instantaneous SPDT 40000Cycles 20V 20V 6000Cycles SPDT vertical mounting，Through hole mounting 5.3mm(Length)*7mm(height) |  |  |  | No Marking | Plunger for Cap | 800USP8 | SPDT |  | - |  |  | 0.4VA (AC/DC) |  |  | 6,000 Cycles | Epoxy Sealed Terminals |  |  |  | - | - | IP67 - Dust Tight, Waterproof | [10 empty] | 40,000 Cycles | 1 (Unlimited) |  | Through Hole, Right Angle, Vertical |  |  |  | -30°C ~ 85°C |  |  | Tray |  | - | [5 empty] | 800U |  |  |  |  | On-Mom |  |  | PC Pin | 20 V | 20 V | 357 | https://www.unikeyic.com/media/datasheet/91/63/ca28/91/862204da307637bc8c706e20a4da6055.pdf | https://www.unikeyic.com/products/pushbutton-switches/800usp8p1a1m7re/29784925.html
8118382 | RS | 1: 24.4176 10: 18.5686 50: 16.895 100: 16.4783 500: 13.5359 | RS PRO silver button switch, panel mount, Instantaneous operation, Panel opening diameter16mm, No indicator light, SPDT |  | flat | [8 empty] | - |  |  | - |  |  |  |  | silvery | [10 empty] | 250V | - | - |  |  | welding mounting, panel mount |  |  | -20℃(min) | [5 empty] | 16mm | [9 empty] | SPDT | SPDT | [6 empty] | 718 | https://www.unikeyic.com/media/about_us/Unikey_ISO_9001_Certification.pdf | https://www.unikeyic.com/products/pushbutton-switches/8118382/33388831.html
8118402 | RS | 1: 21.422 10: 15.9538 50: 14.2284 100: 13.5113 500: 12.846 | RS PRO Silver Pushbutton Switch, Panel Mount, Locking, 16mm Hole, Indicator, SPDT |  | flat | [8 empty] | - |  |  | - |  |  |  |  | green | [10 empty] | 250V | - | - |  |  | welding mounting, panel mount |  |  | -20℃(min) | [5 empty] | 16mm | [9 empty] | SPDT | SPDT | [6 empty] | 70 | https://www.unikeyic.com/media/about_us/Unikey_ISO_9001_Certification.pdf | https://www.unikeyic.com/products/pushbutton-switches/8118402/26601795.html
8118415 | RS | 1: 32.3873 10: 24.6306 50: 22.4041 100: 21.9314 200: 21.4902 | RS PRO Silver Pushbutton Switch, Panel Mount, Locking, 16mm Hole, Indicator, SPDT |  | flat | [8 empty] | - |  |  | - |  |  |  |  | white | [10 empty] | 250V | - | - |  |  | welding mounting, panel mount |  |  | -20℃(min) | [5 empty] | 16mm | [9 empty] | SPDT | SPDT | [6 empty] | 52 | https://www.unikeyic.com/media/about_us/Unikey_ISO_9001_Certification.pdf | https://www.unikeyic.com/products/pushbutton-switches/8118415/29586513.html
8118433 | RS | 1: 34.273 10: 26.0639 50: 23.7113 100: 23.2087 500: 19.0983 | RS PRO Silver Pushbutton Switch, Panel Mount, Locking, 16mm Hole, Indicator, SPDT |  | flat | [8 empty] | - |  |  | - |  |  |  |  | yellow | [10 empty] | 250V | - | - |  |  | welding mounting, panel mount |  |  | -20℃(min) | [5 empty] | 16mm | [9 empty] | SPDT | SPDT | [6 empty] | 366 | https://www.unikeyic.com/media/about_us/Unikey_ISO_9001_Certification.pdf | https://www.unikeyic.com/products/pushbutton-switches/8118433/14172718.html
8118522 | RS | 1: 33.5936 10: 25.6317 50: 23.2428 100: 22.8125 500: 18.6926 | RS PRO silver button switch, panel mount, Latching operation, Panel opening diameter22mm, With indicator light, SPDT |  | flat | [8 empty] | - |  |  | - |  |  |  |  | yellow | [10 empty] | 250V | - | - |  |  | panel mount |  |  | -20℃(min) | [5 empty] | 22mm | [9 empty] | SPDT | SPDT | [6 empty] | 70 | https://www.unikeyic.com/media/about_us/Unikey_ISO_9001_Certification.pdf | https://www.unikeyic.com/products/pushbutton-switches/8118522/14643369.html
8118525 | RS | 1: 30.0896 10: 22.8859 50: 20.8195 100: 20.3113 500: 16.7788 | RS PRO silver button switch, panel mount, Latching operation, Panel opening diameter22mm, With indicator light, SPDT |  | flat | [8 empty] | - |  |  | - |  |  |  |  | white | [10 empty] | 250V | - | - |  |  | panel mount |  |  | -20℃(min) | [5 empty] | 22mm | [9 empty] | SPDT | SPDT | [6 empty] | 124 | https://www.unikeyic.com/media/about_us/Unikey_ISO_9001_Certification.pdf | https://www.unikeyic.com/products/pushbutton-switches/8118525/15518724.html
8121J81ZGI22 | C&K | 11: 10.824 160: 10.824 | On-Mom SPDT rectangle-15.24x12.70 28V 120V 60000Cycles SPDT snap-in mounting，snap fit，welding mounting，panel mount 12.7mm(Length)*6.86mm(width) |  |  |  | No Marking | Square, Button | 8121J81Z | SPDT |  | Black |  |  | 1A (AC/DC) |  |  | 60,000 Cycles | Tactile Feedback |  |  |  | - | - | - | [10 empty] | - | 1 (Unlimited) |  | Panel Mount, Snap-In |  |  |  | -30°C ~ 75°C |  |  | Tray |  | Rectangular - 15.24mm x 12.70mm |  |  | 3751191 |  |  | 8020 |  |  |  |  | On-Mom |  |  | Solder Lug | 120 V | 28 V | 26 | https://www.unikeyic.com/media/datasheet/aa/6b/4a81/aa/6a9cece345fe7539189938b494b58a1a.pdf | https://www.unikeyic.com/products/pushbutton-switches/8121j81zgi22/29978078.html
8121J95V3RE33 | C&K | 160: 11.1487 480: 10.9628 | On-Mom SPDT 28V 120V TH |  |  |  | No Marking | Square, Button | 8121J95V | SPDT |  | Red |  |  | 1A (AC/DC) |  |  | 60,000 Cycles | - |  |  |  | LED, Red | 2.1 VDC | - | [10 empty] | - | 1 (Unlimited) |  | Through Hole |  |  |  | -30°C ~ 75°C |  |  | Bulk |  | - | [5 empty] | 8020 |  |  |  |  | On-Mom |  |  | PC Pin | 120 V | 28 V | 16000 | https://www.unikeyic.com/media/datasheet/17/72/4e8a/17/d40f3b6ce8840b9ae918433d80972d1c.pdf | https://www.unikeyic.com/products/pushbutton-switches/8121j95v3re33/33494645.html
8125J81ZBE22 | C&K | 10: 6.809 45: 6.688 85: 6.556 160: 6.314 | PUSHBUTTON，square On-Mom SPDT rectangle-15.24x12.70 60000Cycles 20V 20V 60000Cycles SPDT snap-in mounting，snap fit，welding mounting，panel mount |  |  |  | No Marking | Square, Button | 8125J81 | SPDT |  | Black |  |  | 0.4VA (AC/DC) |  |  | 60,000 Cycles | Tactile Feedback |  |  |  | - | - | - | [10 empty] | - | 1 (Unlimited) |  | Panel Mount, Snap-In |  |  |  | -30°C ~ 75°C |  |  | Tray |  | Rectangular - 15.24mm x 12.70mm |  |  | 181365 |  |  | 8020 |  |  |  |  | On-Mom |  |  | Solder Lug | 20 V | 20 V | 4832 | https://www.unikeyic.com/media/datasheet/aa/6b/4a81/aa/6a9cece345fe7539189938b494b58a1a.pdf | https://www.unikeyic.com/products/pushbutton-switches/8125j81zbe22/29489631.html
8125J83ZBE32 | C&K | 20: 6.325 45: 6.204 85: 6.094 | short hair，PUSHBUTTON，square On-Mom SPDT rectangle-15.24x12.70 20V 20V 60000Cycles SPDT snap-in mounting，snap fit，welding mounting，panel mount 12.7mm(Length)*9.39mm(height) |  |  |  | No Marking | Square, Button, Flush | 8125J83 | SPDT |  | Red |  |  | 0.4VA (AC/DC) |  |  | 60,000 Cycles | Tactile Feedback |  |  |  | - | - | - | [10 empty] | - | 1 (Unlimited) |  | Panel Mount, Snap-In |  |  |  | -30°C ~ 75°C |  |  | Tray |  | Rectangular - 15.24mm x 12.70mm | [5 empty] | 8020 |  |  |  |  | On-Mom |  |  | Solder Lug | 20 V | 20 V | 190 | https://www.unikeyic.com/media/datasheet/aa/6b/4a81/aa/6a9cece345fe7539189938b494b58a1a.pdf | https://www.unikeyic.com/products/pushbutton-switches/8125j83zbe32/33775001.html
8125SD3V3BE | C&K | 10: 5.83 50: 5.72 | circular，Plunger On-Mom SPDT 60000Cycles 20V 20V 60000Cycles Plugins Through hole mounting |  |  |  | No Marking | Round, Plunger | 8125SD | SPDT |  | White |  |  | 0.4VA (AC/DC) |  |  | 60,000 Cycles | Tactile Feedback |  |  |  | - | - | - | [10 empty] | - | 1 (Unlimited) |  | Through Hole |  |  |  | -30°C ~ 75°C |  |  | Tray |  | - | [5 empty] | 8020 |  |  |  |  | On-Mom |  |  | PC Pin | 20 V | 20 V | 87 | https://www.unikeyic.com/media/datasheet/3b/99/e819/3b99e819a6b06f4cac633fd22e9e44ae.pdf | https://www.unikeyic.com/products/pushbutton-switches/8125sd3v3be/30249287.html
8125SD3V8BE | C&K | 40: 11.2325 80: 10.7426 120: 10.4657 280: 9.9088 520: 9.5199 1,000: 9.125 | circular，Plunger open-Instantaneous SPDT 60000Cycles 20V 60000Cycles Plugins Through hole mounting |  |  |  | No Marking | Round, Plunger | 8125SD | SPDT |  | White |  |  | 0.4VA (AC/DC) |  |  | 60,000 Cycles | Tactile Feedback |  |  |  | - | - | - | [10 empty] | - | 1 (Unlimited) |  | Through Hole |  |  |  | -30°C ~ 75°C |  |  | Tray |  | - |  |  | 3751294 |  |  | 8020 |  |  |  |  | On-Mom |  |  | PC Pin | 20 V | 20 V | 320 | https://www.unikeyic.com/media/datasheet/aa/6b/4a81/aa/6a9cece345fe7539189938b494b58a1a.pdf | https://www.unikeyic.com/products/pushbutton-switches/8125sd3v8be/555157.html
8125SY9CKE | C&K | 25: 4.719 50: 4.378 | circular，Plunger open-Instantaneous SPDT 20V 60000Cycles Through hole mounting |  | circular, Plunger | [8 empty] | - |  | 8125SY9CKE C&K | 60000Cycles |  |  |  |  | - | [10 empty] | 20V | - | - |  |  | Through hole mounting |  |  | -30℃~75℃ | [5 empty] | - |  |  |  |  | Compliant |  |  |  |  | SPDT | On-Mom | [6 empty] | 86 | https://www.unikeyic.com/media/datasheet/03/8c/c091/df/d4adcf05f72195aeed0e192168718ae6.pdf | https://www.unikeyic.com/products/pushbutton-switches/8125sy9cke/33897373.html
8161LH9V4QE2 | C&K | 20: 6.787 45: 6.655 80: 6.281 | Round Plunger On-On SPDT 50000Cycles 28V 120V 50000Cycles 6A Plugins Through hole mounting 16.26mm(Length)*39.31mm(height) |  |  |  | No Marking | Round, Button | 8161LH | SPDT |  | Black |  |  | 6A (AC/DC) |  |  | 50,000 Cycles | Epoxy Sealed Terminals |  |  |  | - | - | - | [10 empty] | - | 1 (Unlimited) |  | Through Hole |  |  |  | -30°C ~ 65°C |  |  | Tray |  | - | [5 empty] | 8060 |  |  |  |  | On-On |  |  | PC Pin | 120 V | 28 V | 180 | https://www.unikeyic.com/media/datasheet/aa/6b/4a81/aa/6a9cece345fe7539189938b494b58a1a.pdf | https://www.unikeyic.com/products/pushbutton-switches/8161lh9v4qe2/120427.html
8168LH9AV3GE2 | C&K | 100: 12.9174 250: 12.1755 500: 11.6415 1,000: 11.1299 | Round On-Mom SPDT 50000Cycles 28V 120V 50000Cycles 400mA Plugins vertical mounting，Through hole mounting 12.7mm*6.86mm*26.16mm |  |  |  | No Marking | Round, Button | 8168LH | SPDT |  | Black |  |  | 6A (AC/DC) |  |  | 50,000 Cycles | Epoxy Sealed Terminals |  |  |  | - | - | - | [10 empty] | - | 1 (Unlimited) |  | Through Hole, Right Angle, Vertical |  |  |  | -30°C ~ 65°C |  |  | Tray |  | - | [5 empty] | 8060 |  |  |  |  | On-Mom |  |  | PC Pin | 120 V | 28 V | 669 | https://www.unikeyic.com/media/datasheet/aa/6b/4a81/aa/6a9cece345fe7539189938b494b58a1a.pdf | https://www.unikeyic.com/products/pushbutton-switches/8168lh9av3ge2/29724734.html
8168LHZBE2 | C&K | 5: 11.253 10: 11.0268 25: 10.9944 50: 8.2512 75: 7.4865 100: 7.329 | circular，PUSHBUTTON open-Instantaneous SPDT circular-diameter6.35 20V 50000Cycles Plugins panel mount |  |  |  | No Marking | Round, Button | 8168LH | SPDT |  | Black |  |  | 0.4VA (AC/DC) |  |  | 50,000 Cycles | Epoxy Sealed Terminals |  |  |  | - | - | - | [10 empty] | - | 1 (Unlimited) |  | Panel Mount, Rear |  |  |  | -30°C ~ 65°C |  |  | Bulk |  | Circular - 6.35mm Dia | [5 empty] | 8060 |  |  |  |  | On-Mom |  |  | Solder Lug | 20 V | 20 V | 312 | https://www.unikeyic.com/media/datasheet/aa/6b/4a81/aa/6a9cece345fe7539189938b494b58a1a.pdf | https://www.unikeyic.com/products/pushbutton-switches/8168lhzbe2/30797587.html
8168S1HZQE2 | C&K | 100: 5.6505 300: 5.5564 | On-Mom SPDT circular-6.35(Dia) 28V 120V 50000Cycles SPDT welding mounting，panel mount 12.7mm(Length)*6.86mm(height) |  |  |  | No Marking | Round, Button | 8168S1H | SPDT |  | Black |  |  | 6A (AC/DC) |  |  | 50,000 Cycles | Epoxy Sealed Terminals |  |  |  | - | - | - | [10 empty] | - | 1 (Unlimited) |  | Panel Mount, Rear |  |  |  | -30°C ~ 65°C |  |  | Tray |  | Circular - 6.35mm Dia |  |  | 3751411 |  |  | 8060 |  |  |  |  | On-Mom |  |  | Solder Lug | 120 V | 28 V | 10000 | https://www.unikeyic.com/media/datasheet/aa/6b/4a81/aa/6a9cece345fe7539189938b494b58a1a.pdf | https://www.unikeyic.com/products/pushbutton-switches/8168s1hzqe2/30859302.html
8168SH9V3BE2 | C&K | 5: 13.904 25: 11.394 80: 9.9015 160: 9.639 320: 9.429 560: 9.0825 1,040: 9.0615 | circular，PUSHBUTTON open-Instantaneous SPDT 50000Cycles 20V 50000Cycles Plugins Through hole mounting 16.26mm(Length)*9.53mm(height) |  |  |  | No Marking | Round, Button | 8168SH | SPDT |  | Black |  |  | 0.4VA (AC/DC) |  |  | 50,000 Cycles | Epoxy Sealed Terminals |  |  |  | - | - | - | [10 empty] | - | 1 (Unlimited) |  | Through Hole |  |  |  | -30°C ~ 65°C |  |  | Tray |  | - |  |  | 2044433 |  |  | 8060 |  |  |  |  | On-Mom |  |  | PC Pin | 20 V | 20 V | 183 | https://www.unikeyic.com/media/datasheet/aa/6b/4a81/aa/6a9cece345fe7539189938b494b58a1a.pdf | https://www.unikeyic.com/products/pushbutton-switches/8168sh9v3be2/30625450.html
8168SHABE2 | C&K | 10: 6.699 45: 6.578 80: 6.204 | circular，PUSHBUTTON On-Mom SPDT circular-6.35(Dia) 20V 20V 50000Cycles Plugins panel mount |  |  |  | No Marking | Round, Button | 8168SH | SPDT |  | Black |  |  | 0.4VA (AC/DC) |  |  | 50,000 Cycles | Epoxy Sealed Terminals |  |  |  | - | - | - | [10 empty] | - | 1 (Unlimited) |  | Panel Mount, Right Angle, Rear |  |  |  | -30°C ~ 65°C |  |  | Tray |  | Circular - 6.35mm Dia | [5 empty] | 8060 |  |  |  |  | On-Mom |  |  | PC Pin | 20 V | 20 V | 154 | https://www.unikeyic.com/media/datasheet/aa/6b/4a81/aa/6a9cece345fe7539189938b494b58a1a.pdf | https://www.unikeyic.com/products/pushbutton-switches/8168shabe2/33747289.html
82-4151.1113 | eao | 1: 25.1075 5: 23.4336 10: 23.0152 20: 23.0152 50: 23.0152 | circular，short hair，PUSHBUTTON On-Mom SPDT circular-16.00(Dia) 1000000Cycles 240V 240V red 50000Cycles 3A(AC/DC) SPDT welding mounting，panel mount |  |  |  | No Marking | Round, Button, Flush | 82-4151 | SPDT |  | Silver |  |  | 3A (AC/DC) |  |  | 50,000 Cycles | Stainless Steel |  |  |  | LED, Red | 12 VAC/DC | IP65/IP67 - Dust Tight, Water Resistant, Waterproof | [10 empty] | 1,000,000 Cycles | Not Applicable |  | Panel Mount, Front |  |  |  | -30°C ~ 70°C |  |  | Bulk |  | Circular - 16.00mm Dia |  |  | 8736245 |  |  | 82 |  |  |  |  | On-Mom |  |  | Solder, Quick Connect - 0.110" (2.8mm) | 240 V | 240 V | 1 | https://www.unikeyic.com/media/datasheet/ab/de/c61b/ab/a693b81957ab3bf3372dd5f3dc9d15f4.pdf | https://www.unikeyic.com/products/pushbutton-switches/82-4151-1113/30141115.html
82-4151.1114 | eao | 1: 25.1075 5: 23.4336 10: 23.0152 20: 23.0152 50: 23.0152 | circular，short hair，PUSHBUTTON On-Mom SPDT circular-16.00(Dia) 1000000Cycles 240V 240V red 50000Cycles 3A(AC/DC) SPDT welding mounting，panel mount |  |  |  | No Marking | Round, Button, Flush | 82-4151 | SPDT |  | Silver |  |  | 3A (AC/DC) |  |  | 50,000 Cycles | Stainless Steel |  |  |  | LED, Red | 24 VAC/DC | IP65/IP67 - Dust Tight, Water Resistant, Waterproof | [10 empty] | 1,000,000 Cycles | Not Applicable |  | Panel Mount, Front |  |  |  | -30°C ~ 70°C |  |  | Bulk |  | Circular - 16.00mm Dia | [5 empty] | 82 |  |  |  |  | On-Mom |  |  | Solder, Quick Connect - 0.110" (2.8mm) | 240 V | 240 V | 42 | https://www.unikeyic.com/media/datasheet/ab/de/c61b/ab/a693b81957ab3bf3372dd5f3dc9d15f4.pdf | https://www.unikeyic.com/products/pushbutton-switches/82-4151-1114/33476464.html
82-4151.1134 | eao | 1: 26.1434 5: 24.4005 10: 23.9648 20: 23.9648 50: 23.9648 | circular，short hair，PUSHBUTTON On-Mom SPDT circular-16.00(Dia) 1000000Cycles 240V 240V green 50000Cycles 3A(AC/DC) SPDT welding mounting，panel mount |  |  |  | No Marking | Round, Button, Flush | 82-4151 | SPDT |  | Silver |  |  | 3A (AC/DC) |  |  | 50,000 Cycles | Stainless Steel |  |  |  | LED, Green | 24 VAC/DC | IP65/IP67 - Dust Tight, Water Resistant, Waterproof | [10 empty] | 1,000,000 Cycles | Not Applicable |  | Panel Mount, Front |  |  |  | -30°C ~ 70°C |  |  | Bulk |  | Circular - 16.00mm Dia |  |  | 8736250 |  |  | 82 |  |  |  |  | On-Mom |  |  | Solder, Quick Connect - 0.110" (2.8mm) | 240 V | 240 V | 38 | https://www.unikeyic.com/media/datasheet/ab/de/c61b/ab/a693b81957ab3bf3372dd5f3dc9d15f4.pdf | https://www.unikeyic.com/products/pushbutton-switches/82-4151-1134/782323.html
82-4152.11A4 | eao | 1: 33.1955 | On-Mom SPDT circular-16.00(Dia) 240V 240V red，green threaded mounting，panel mount 18mm(width)*33.5mm(height) |  |  |  | No Marking | Round, Button, Flush | 82-4152 | SPDT |  | Silver |  |  | 3A (AC/DC) |  |  | 50,000 Cycles | - |  |  |  | LED, Green/Red | 24 VAC/DC | IP65/IP67 - Dust Tight, Water Resistant, Waterproof | [10 empty] | 1,000,000 Cycles | Not Applicable |  | Panel Mount, Front |  |  |  | -30°C ~ 70°C |  |  | Bulk |  | Circular - 16.00mm Dia | [5 empty] | 82 |  |  |  |  | On-Mom |  |  | Screw Terminal | 240 V | 240 V | 4 | https://www.unikeyic.com/media/datasheet/ab/de/c61b/ab/a693b81957ab3bf3372dd5f3dc9d15f4.pdf | https://www.unikeyic.com/products/pushbutton-switches/82-4152-11a4/33967027.html
82-5151.1114 | eao | 1: 20.5148 10: 19.2933 25: 18.6878 50: 18.3729 150: 17.8763 | EAO silver button switch, panel mount, Instantaneous operation, Panel opening diameter19mm, With indicator light, SPDT |  |  |  | No Marking | Round, Button, Flush | 82-5151 | SPDT |  | Silver |  |  | 3A (AC/DC) |  |  | 50,000 Cycles | Stainless Steel |  |  |  | LED, Red | 24 VAC/DC | IP65/IP67 - Dust Tight, Water Resistant, Waterproof | [10 empty] | 1,000,000 Cycles | Not Applicable |  | Panel Mount, Front |  |  |  | -30°C ~ 70°C |  |  | Bulk |  | Circular - 19.00mm Dia | [5 empty] | 82 |  |  |  |  | On-Mom |  |  | Solder, Quick Connect - 0.110" (2.8mm) | 240 V | 240 V | 164 | https://www.unikeyic.com/media/datasheet/ab/de/c61b/ab/a693b81957ab3bf3372dd5f3dc9d15f4.pdf | https://www.unikeyic.com/products/pushbutton-switches/82-5151-1114/29740746.html
82-5151.1133.B002 | eao | 1: 30.3432 5: 30.3432 10: 29.8013 20: 29.2595 50: 29.2595 | On-Mom SPDT circular-19.00(Dia) 24V 120V welding mounting，panel mount |  |  |  |  | Round, Button, Flush |  | SPDT |  | Silver |  |  | 5A (AC), 1A (DC) |  |  | 50,000 Cycles | - |  |  |  | LED, Green | 12 VAC/DC | IP65/IP67 - Dust Tight, Water Resistant, Waterproof | [10 empty] | 1,000,000 Cycles | Not Applicable |  | Panel Mount, Front |  |  |  | -30°C ~ 70°C |  |  | Tray |  | Circular - 19.00mm Dia |  |  | 16398404 |  |  | 82 |  |  |  |  | On-Mom |  |  | Solder, Quick Connect - 0.110" (2.8mm) | 120 V | 24 V | 1 | https://www.unikeyic.com/media/about_us/Unikey_ISO_9001_Certification.pdf | https://www.unikeyic.com/products/pushbutton-switches/82-5151-1133-b002/29872968.html
82-5151.2123 | eao | 1: 23.571 5: 21.9996 10: 21.6068 20: 21.6068 50: 21.6068 | circular，short hair，PUSHBUTTON On-On SPDT circular-19.00(Dia) 500000Cycles 240V 240V Blue 50000Cycles 3A(AC/DC) SPDT welding mounting，panel mount 22mm(Length)*34.5mm(height) |  |  |  | No Marking | Round, Button, Flush | 82-5151 | SPDT |  | Silver |  |  | 3A (AC/DC) |  |  | 50,000 Cycles | Stainless Steel |  |  |  | LED, Blue | 12 VAC/DC | IP65/IP67 - Dust Tight, Water Resistant, Waterproof | [10 empty] | 500,000 Cycles | Not Applicable |  | Panel Mount, Front |  |  |  | -30°C ~ 70°C |  |  | Bulk |  | Circular - 19.00mm Dia | [5 empty] | 82 |  |  |  |  | On-On |  |  | Solder, Quick Connect - 0.110" (2.8mm) | 240 V | 240 V | 24 | https://www.unikeyic.com/media/datasheet/72/ef/b1d1/72efb1d1addfeb1125f58335bc364103.pdf | https://www.unikeyic.com/products/pushbutton-switches/82-5151-2123/30692690.html
82-5151.2123.B002 | eao | 1: 30.3432 5: 30.3432 10: 29.8013 20: 29.2595 50: 29.2595 | On-On SPDT circular-19.00(Dia) 24V 120V welding mounting，panel mount |  |  |  |  | Round, Button, Flush |  | SPDT |  | Silver |  |  | 5A (AC), 1A (DC) |  |  | 50,000 Cycles | - |  |  |  | LED, Blue | 12 VAC/DC | IP65/IP67 - Dust Tight, Water Resistant, Waterproof | [10 empty] | 500,000 Cycles | Not Applicable |  | Panel Mount, Front |  |  |  | -30°C ~ 70°C |  |  | Tray |  | Circular - 19.00mm Dia |  |  | 16398254 |  |  | 82 |  |  |  |  | On-On |  |  | Solder, Quick Connect - 0.110" (2.8mm) | 120 V | 24 V | 17 | https://www.unikeyic.com/media/datasheet/ba/1c/2919/ba1c29193699c7a6068045711911e76e.pdf | https://www.unikeyic.com/products/pushbutton-switches/82-5151-2123-b002/33919716.html
82-5153.2123 | eao | 1: 28.7982 10: 27.0688 25: 26.2452 50: 25.7123 150: 25.131 | On-On SPDT circular-19.00(Dia) 24V 24V welding mounting，panel mount |  |  |  | No Marking | Round, Button, Flush | 82-5153 | SPDT |  | Silver |  |  | 200mA (AC/DC) |  |  | 50,000 Cycles | - |  |  |  | LED, Blue | 12 VAC/DC | IP65/IP67 - Dust Tight, Water Resistant, Waterproof | [10 empty] | 500,000 Cycles | Not Applicable |  | Panel Mount, Front |  |  |  | -30°C ~ 70°C |  |  | Bulk |  | Circular - 19.00mm Dia |  |  | 8736390 |  |  | 82 |  |  |  |  | On-On |  |  | Solder, Quick Connect - 0.110" (2.8mm) | 24 V | 24 V | 26 | https://www.unikeyic.com/media/datasheet/ab/de/c61b/ab/a693b81957ab3bf3372dd5f3dc9d15f4.pdf | https://www.unikeyic.com/products/pushbutton-switches/82-5153-2123/34083175.html
82-5161.1000 | eao | 1: 21.371 5: 19.9463 10: 19.5901 20: 19.5901 50: 19.5901 | EAO silver button switch, panel mount, Instantaneous operation, Panel opening diameter19mm, No indicator light, SPDT |  |  |  |  | Round, Button, Flush |  | SPDT |  | Silver |  |  | 3A (AC/DC) |  |  | 50,000 Cycles | - |  |  |  | - | - | IP65/IP67 - Dust Tight, Water Resistant, Waterproof | [10 empty] | 1,000,000 Cycles | Not Applicable |  | Panel Mount, Front |  |  |  | -30°C ~ 70°C |  |  | Tray |  | Circular - 19.00mm Dia | [5 empty] | 82 |  |  |  |  | On-Mom |  |  | Solder, Quick Connect - 0.110" (2.8mm) | 240 V | 240 V | 23 | https://www.unikeyic.com/media/datasheet/84/96/f542/84/72a4d4cdc17117791c0acf553dba037a.pdf | https://www.unikeyic.com/products/pushbutton-switches/82-5161-1000/33876516.html
82-6151.1113.B001 | eao | 1: 29.952 5: 29.952 10: 29.4172 20: 28.8823 50: 28.8823 | On-Mom SPDT circular-22.00(Dia) 24V 120V welding mounting，panel mount |  |  |  |  | Round, Button, Flush |  | SPDT |  | Silver |  |  | 5A (AC), 1A (DC) |  |  | 50,000 Cycles | - |  |  |  | LED, Red | 12 VAC/DC | IP65/IP67 - Dust Tight, Water Resistant, Waterproof | [10 empty] | 1,000,000 Cycles | Not Applicable |  | Panel Mount, Front |  |  |  | -30°C ~ 70°C |  |  | Tray |  | Circular - 22.00mm Dia |  |  | 16398443 |  |  | 82 |  |  |  |  | On-Mom |  |  | Solder, Quick Connect - 0.110" (2.8mm) | 120 V | 24 V | 3 | https://www.unikeyic.com/media/about_us/Unikey_ISO_9001_Certification.pdf | https://www.unikeyic.com/products/pushbutton-switches/82-6151-1113-b001/379051.html
82-6151.1113.B002 | eao | 1: 33.0809 5: 33.0809 10: 32.4902 20: 31.8994 50: 31.8994 | On-Mom SPDT circular-22.00(Dia) 24V 120V welding mounting，panel mount |  |  |  |  | Round, Button, Flush |  | SPDT |  | Silver |  |  | 5A (AC), 1A (DC) |  |  | 50,000 Cycles | - |  |  |  | LED, Red | 12 VAC/DC | IP65/IP67 - Dust Tight, Water Resistant, Waterproof | [10 empty] | 1,000,000 Cycles | Not Applicable |  | Panel Mount, Front |  |  |  | -30°C ~ 70°C |  |  | Tray |  | Circular - 22.00mm Dia |  |  | 16398295 |  |  | 82 |  |  |  |  | On-Mom |  |  | Solder, Quick Connect - 0.110" (2.8mm) | 120 V | 24 V | 9 | https://www.unikeyic.com/media/about_us/Unikey_ISO_9001_Certification.pdf | https://www.unikeyic.com/products/pushbutton-switches/82-6151-1113-b002/344248.html
82-6151.1114 | eao | 1: 29.3763 5: 29.3763 10: 28.8517 20: 28.3271 50: 28.3271 | EAO silver button switch, panel mount, Instantaneous operation, Panel opening diameter22.3mm, With indicator light, SPDT |  |  |  | No Marking | Round, Button, Flush | 82-6151 | SPDT |  | Silver |  |  | 3A (AC/DC) |  |  | 50,000 Cycles | Stainless Steel |  |  |  | LED, Red | 24 VAC/DC | IP65/IP67 - Dust Tight, Water Resistant, Waterproof | [10 empty] | 1,000,000 Cycles | Not Applicable |  | Panel Mount, Front |  |  |  | -30°C ~ 70°C |  |  | Bulk |  | Circular - 22.30mm Dia |  |  | 8736414 |  |  | 82 |  |  |  |  | On-Mom |  |  | Solder, Quick Connect - 0.110" (2.8mm) | 240 V | 240 V | 84 | https://www.unikeyic.com/media/datasheet/d9/f7/4d7a/d9f74d7ac95456dfbe3607c2346052ec.pdf | https://www.unikeyic.com/products/pushbutton-switches/82-6151-1114/30657884.html
82-6151.1133 | eao | 1: 27.236 5: 27.236 10: 26.7497 20: 26.7497 50: 26.2633 | circular，short hair，PUSHBUTTON On-Mom SPDT circular-22.30(Dia) 1000000Cycles 240V 240V green 50000Cycles 3A(AC/DC) SPDT welding mounting，panel mount |  |  |  | No Marking | Round, Button, Flush | 82-6151 | SPDT |  | Silver |  |  | 3A (AC/DC) |  |  | 50,000 Cycles | Stainless Steel |  |  |  | LED, Green | 12 VAC/DC | IP65/IP67 - Dust Tight, Water Resistant, Waterproof | [10 empty] | 1,000,000 Cycles | Not Applicable |  | Panel Mount, Front |  |  |  | -30°C ~ 70°C |  |  | Bulk |  | Circular - 22.30mm Dia |  |  | 8736418 |  |  | 82 |  |  |  |  | On-Mom |  |  | Solder, Quick Connect - 0.110" (2.8mm) | 240 V | 240 V | 12 | https://www.unikeyic.com/media/datasheet/ab/de/c61b/ab/a693b81957ab3bf3372dd5f3dc9d15f4.pdf | https://www.unikeyic.com/products/pushbutton-switches/82-6151-1133/33928196.html
82-6151.1143 | eao | 1: 31.9458 | circular，short hair，PUSHBUTTON On-Mom SPDT circular-22.30(Dia) 1000000Cycles 240V 240V yellow 50000Cycles 3A(AC/DC) SPDT welding mounting，panel mount |  |  |  | No Marking | Round, Button, Flush | 82-6151 | SPDT |  | Silver |  |  | 3A (AC/DC) |  |  | 50,000 Cycles | Stainless Steel |  |  |  | LED, Yellow | 12 VAC/DC | IP65/IP67 - Dust Tight, Water Resistant, Waterproof | [10 empty] | 1,000,000 Cycles | Not Applicable |  | Panel Mount, Front |  |  |  | -30°C ~ 70°C |  |  | Bulk |  | Circular - 22.30mm Dia | [5 empty] | 82 |  |  |  |  | On-Mom |  |  | Solder, Quick Connect - 0.110" (2.8mm) | 240 V | 240 V | 3 | https://www.unikeyic.com/media/datasheet/ab/de/c61b/ab/a693b81957ab3bf3372dd5f3dc9d15f4.pdf | https://www.unikeyic.com/products/pushbutton-switches/82-6151-1143/1331267.html
82-6151.11A4 | eao | 1: 32.8093 5: 32.8093 10: 32.2234 20: 31.6375 50: 31.6375 | On-Mom SPDT circular-22.30(Dia) 240V 240V red，green welding mounting，panel mount 25mm(width)*33.5mm(height) |  |  |  | No Marking | Round, Button, Flush | 82-6151 | SPDT |  | Silver |  |  | 3A (AC/DC) |  |  | 50,000 Cycles | - |  |  |  | LED, Green/Red | 24 VAC/DC | IP65/IP67 - Dust Tight, Water Resistant, Waterproof | [10 empty] | 1,000,000 Cycles | Not Applicable |  | Panel Mount, Front |  |  |  | -30°C ~ 70°C |  |  | Bulk |  | Circular - 22.30mm Dia | [5 empty] | 82 |  |  |  |  | On-Mom |  |  | Solder, Quick Connect - 0.110" (2.8mm) | 240 V | 240 V | 32 | https://www.unikeyic.com/media/datasheet/ab/de/c61b/ab/a693b81957ab3bf3372dd5f3dc9d15f4.pdf | https://www.unikeyic.com/products/pushbutton-switches/82-6151-11a4/30798948.html
82-6151.1214 | eao | 6: 21.582 24: 20.68 | circular，short hair，PUSHBUTTON On-Mom SPDT circular-22.30(Dia) 1000000Cycles 240V 240V red 50000Cycles 3A(AC/DC) SPDT welding mounting，panel mount |  |  |  | No Marking | Round, Button, Flush | 82-6151 | SPDT |  | Silver |  |  | 3A (AC/DC) |  |  | 50,000 Cycles | Stainless Steel |  |  |  | LED, Red | 24 VAC/DC | IP65/IP67 - Dust Tight, Water Resistant, Waterproof | [10 empty] | 1,000,000 Cycles | Not Applicable |  | Panel Mount, Front |  |  |  | -30°C ~ 70°C |  |  | Bulk |  | Circular - 22.30mm Dia |  |  | 8736428 |  |  | 82 |  |  |  |  | On-Mom |  |  | Solder, Quick Connect - 0.110" (2.8mm) | 240 V | 240 V | 25 | https://www.unikeyic.com/media/datasheet/ab/de/c61b/ab/a693b81957ab3bf3372dd5f3dc9d15f4.pdf | https://www.unikeyic.com/products/pushbutton-switches/82-6151-1214/30698050.html
82-6151.1244 | eao | 6: 21.582 24: 20.68 | Flush Round Button On-Mom SPDT circular-22.30(Dia) 240V 240V welding mounting，panel mount |  |  |  | No Marking | Round, Button, Flush | 82-6151 | SPDT |  | Silver |  |  | 3A (AC/DC) |  |  | 50,000 Cycles | - |  |  |  | LED, Yellow | 24 VAC/DC | IP65/IP67 - Dust Tight, Water Resistant, Waterproof | [10 empty] | 1,000,000 Cycles | Not Applicable |  | Panel Mount, Front |  |  |  | -30°C ~ 70°C |  |  | Bulk |  | Circular - 22.30mm Dia | [5 empty] | 82 |  |  |  |  | On-Mom |  |  | Solder, Quick Connect - 0.110" (2.8mm) | 240 V | 240 V | 25 | https://www.unikeyic.com/media/datasheet/ab/de/c61b/ab/a693b81957ab3bf3372dd5f3dc9d15f4.pdf | https://www.unikeyic.com/products/pushbutton-switches/82-6151-1244/30457638.html
82-6151.2000 | eao | 1: 23.7922 5: 22.206 10: 21.8095 20: 21.8095 50: 21.8095 | circular，short hair，PUSHBUTTON open-open SPDT circular-diameter22.30 500000Cycles 240V 240V 50000Cycles 3A(AC/DC) SPDT welding mounting，panel mount |  |  |  | No Marking | Round, Button, Flush | 82-6151 | SPDT |  | Silver |  |  | 3A (AC/DC) |  |  | 50,000 Cycles | Stainless Steel |  |  |  | - | - | IP65/IP67 - Dust Tight, Water Resistant, Waterproof | [10 empty] | 500,000 Cycles | Not Applicable |  | Panel Mount, Front |  |  |  | -30°C ~ 70°C |  |  | Bulk |  | Circular - 22.30mm Dia |  |  | 8736434 |  |  | 82 |  |  |  |  | On-On |  |  | Solder, Quick Connect - 0.110" (2.8mm) | 240 V | 240 V | 45 | https://www.unikeyic.com/media/datasheet/ab/de/c61b/ab/a693b81957ab3bf3372dd5f3dc9d15f4.pdf | https://www.unikeyic.com/products/pushbutton-switches/82-6151-2000/30312100.html
82-6151.2124.B002 | eao | 1: 33.0809 5: 33.0809 10: 32.4902 20: 31.8994 50: 31.8994 | On-On SPDT circular-22.30(Dia) 240V 240V welding mounting，panel mount |  |  |  |  | Round, Button, Flush |  | SPDT |  | Silver |  |  | 3A (AC/DC) |  |  | 50,000 Cycles | - |  |  |  | LED, Blue | 24 VAC/DC | IP65/IP67 - Dust Tight, Water Resistant, Waterproof | [10 empty] | 1,000,000 Cycles | Not Applicable |  | Panel Mount, Front |  |  |  | -30°C ~ 70°C |  |  | Tray |  | Circular - 22.30mm Dia | [5 empty] | 82 |  |  |  |  | On-On |  |  | Solder, Quick Connect - 0.110" (2.8mm) | 240 V | 240 V | 2 | https://www.unikeyic.com/media/about_us/Unikey_ISO_9001_Certification.pdf | https://www.unikeyic.com/products/pushbutton-switches/82-6151-2124-b002/29612701.html
82-6151.2224 | eao | 6: 21.582 24: 20.68 | Flush Round Button On-On SPDT circular-22.30(Dia) 240V 240V Blue welding mounting，panel mount |  |  |  | No Marking | Round, Button, Flush | 82-6151 | SPDT |  | Silver |  |  | 3A (AC/DC) |  |  | 50,000 Cycles | - |  |  |  | LED, Blue | 24 VAC/DC | IP65/IP67 - Dust Tight, Water Resistant, Waterproof | [10 empty] | 500,000 Cycles | Not Applicable |  | Panel Mount, Front |  |  |  | -30°C ~ 70°C |  |  | Bulk |  | Circular - 22.30mm Dia |  |  | 8736447 |  |  | 82 |  |  |  |  | On-On |  |  | Solder, Quick Connect - 0.110" (2.8mm) | 240 V | 240 V | 25 | https://www.unikeyic.com/media/datasheet/ab/de/c61b/ab/a693b81957ab3bf3372dd5f3dc9d15f4.pdf | https://www.unikeyic.com/products/pushbutton-switches/82-6151-2224/1081195.html
82-6152.1000 | eao | 1: 27.16 5: 27.16 10: 26.675 20: 26.675 50: 26.19 | EAO silver button switch, panel mount, Instantaneous operation, Panel opening diameter22.3mm, No indicator light, SPDT |  |  |  |  | Round, Button, Flush |  | SPDT |  | Silver |  |  | 3A (AC/DC) |  |  | 50,000 Cycles | - |  |  |  | - | - | IP65/IP67 - Dust Tight, Water Resistant, Waterproof | [10 empty] | 1,000,000 Cycles | Not Applicable |  | Panel Mount, Front |  |  |  | -30°C ~ 70°C |  |  | Tray |  | Circular - 22.30mm Dia |  |  | 16398347 |  |  | 82 |  |  |  |  | On-Mom |  |  | Screw Terminal | 240 V | 240 V | 5 | https://www.unikeyic.com/media/datasheet/7a/3a/efe2/7a/0248fb7944a599bcdf924eb6a6c26206.pdf | https://www.unikeyic.com/products/pushbutton-switches/82-6152-1000/30498998.html
82-6152.21A4 | eao | 1: 38.4042 5: 37.7185 10: 37.7185 20: 37.0327 50: 37.0327 | red，green Embedded mounting，threaded mounting 25mm(width)*33.5mm(height) |  |  |  | No Marking | Round, Button, Flush | 82-6152 | SPDT |  | Silver |  |  | 3A (AC/DC) |  |  | 50,000 Cycles | - |  |  |  | LED, Green/Red | 24 VAC/DC | IP65/IP67 - Dust Tight, Water Resistant, Waterproof | [10 empty] | 500,000 Cycles | Not Applicable |  | Panel Mount, Front |  |  |  | -30°C ~ 70°C |  |  | Bulk |  | Circular - 22.30mm Dia | [5 empty] | 82 |  |  |  |  | On-On |  |  | Screw Terminal | 240 V | 240 V | 7 | https://www.unikeyic.com/media/datasheet/ab/de/c61b/ab/a693b81957ab3bf3372dd5f3dc9d15f4.pdf | https://www.unikeyic.com/products/pushbutton-switches/82-6152-21a4/29553431.html
82-6153.1000 | eao | 1: 24.1589 | circular，short hair，PUSHBUTTON On-Mom SPDT circular-22.30(Dia) 1000000Cycles 24V 24V 50000Cycles 200mA(AC/DC) SPDT welding mounting，panel mount |  |  |  | No Marking | Round, Button, Flush | 82-6153 | SPDT |  | Silver |  |  | 200mA (AC/DC) |  |  | 50,000 Cycles | Stainless Steel |  |  |  | - | - | IP65/IP67 - Dust Tight, Water Resistant, Waterproof | [10 empty] | 1,000,000 Cycles | Not Applicable |  | Panel Mount, Front |  |  |  | -30°C ~ 70°C |  |  | Bulk |  | Circular - 22.30mm Dia | [5 empty] | 82 |  |  |  |  | On-Mom |  |  | Solder, Quick Connect - 0.110" (2.8mm) | 24 V | 24 V | 18 | https://www.unikeyic.com/media/datasheet/ab/de/c61b/ab/a693b81957ab3bf3372dd5f3dc9d15f4.pdf | https://www.unikeyic.com/products/pushbutton-switches/82-6153-1000/29851943.html
82-6153.1123 | eao | 1: 35.7534 5: 35.7534 10: 35.115 20: 34.4765 50: 34.4765 | EAO silver button switch, panel mount, Instantaneous operation, Panel opening diameter22.3mm, With indicator light, SPDT |  |  |  | No Marking | Round, Button, Flush | 82-6153 | SPDT |  | Silver |  |  | 200mA (AC/DC) |  |  | 50,000 Cycles | - |  |  |  | LED, Blue | 12 VAC/DC | IP65/IP67 - Dust Tight, Water Resistant, Waterproof | [10 empty] | 1,000,000 Cycles | Not Applicable |  | Panel Mount, Front |  |  |  | -30°C ~ 70°C |  |  | Bulk |  | Circular - 22.30mm Dia | [5 empty] | 82 |  |  |  |  | On-Mom |  |  | Solder, Quick Connect - 0.110" (2.8mm) | 24 V | 24 V | 2 | https://www.unikeyic.com/media/datasheet/ab/de/c61b/ab/a693b81957ab3bf3372dd5f3dc9d15f4.pdf | https://www.unikeyic.com/products/pushbutton-switches/82-6153-1123/30533496.html
82-6153.1134 | eao | 1: 26.2242 | EAO 82-6153.1134 Push Button Switch |  | - | [8 empty] | - |  |  | - |  |  |  |  | - | [10 empty] | - | - | - | [11 empty] | - | [9 empty] | - | - | [6 empty] | 9 | https://www.unikeyic.com/media/about_us/Unikey_ISO_9001_Certification.pdf | https://www.unikeyic.com/products/pushbutton-switches/82-6153-1134/33488028.html
82-6153.2000 | eao | 1: 24.1589 | ON - OFF Through hole mounting，panel mount |  |  |  | No Marking | Round, Button, Flush | 82-6153 | SPDT |  | Silver |  |  | 200mA (AC/DC) |  |  | 50,000 Cycles | - |  |  |  | - | - | IP65/IP67 - Dust Tight, Water Resistant, Waterproof | [10 empty] | 500,000 Cycles | Not Applicable |  | Panel Mount, Front |  |  |  | -30°C ~ 70°C |  |  | Bulk |  | Circular - 22.30mm Dia |  |  | 8736475 |  |  | 82 |  |  |  |  | On-On |  |  | Solder, Quick Connect - 0.110" (2.8mm) | 24 V | 24 V | 19 | https://www.unikeyic.com/media/datasheet/ab/de/c61b/ab/a693b81957ab3bf3372dd5f3dc9d15f4.pdf | https://www.unikeyic.com/products/pushbutton-switches/82-6153-2000/34049426.html
82-6153.2124 | eao | 1: 34.5168 | circular，short hair，PUSHBUTTON On-On SPDT circular-22.30(Dia) 500000Cycles 24V 24V Blue 50000Cycles 200mA(AC/DC) SPDT welding mounting，panel mount |  |  |  | No Marking | Round, Button, Flush | 82-6153 | SPDT |  | Silver |  |  | 200mA (AC/DC) |  |  | 50,000 Cycles | Stainless Steel |  |  |  | LED, Blue | 24 VAC/DC | IP65/IP67 - Dust Tight, Water Resistant, Waterproof | [10 empty] | 500,000 Cycles | Not Applicable |  | Panel Mount, Front |  |  |  | -30°C ~ 70°C |  |  | Bulk |  | Circular - 22.30mm Dia | [5 empty] | 82 |  |  |  |  | On-On |  |  | Solder, Quick Connect - 0.110" (2.8mm) | 24 V | 24 V | 16 | https://www.unikeyic.com/media/datasheet/ab/de/c61b/ab/a693b81957ab3bf3372dd5f3dc9d15f4.pdf | https://www.unikeyic.com/products/pushbutton-switches/82-6153-2124/196292.html
82-6161.1000.B001 | eao | 1: 27.1165 5: 27.1165 10: 26.6323 20: 26.6323 50: 26.1481 | On-Mom SPDT Round-22.00(Dia) 24V 120V Weld Mount Panel Mount |  |  |  |  | Round, Button, Flush |  | SPDT |  | Silver |  |  | 5A (AC), 1A (DC) |  |  | 50,000 Cycles | - |  |  |  | - | - | IP65/IP67 - Dust Tight, Water Resistant, Waterproof | [10 empty] | 1,000,000 Cycles | Not Applicable |  | Panel Mount, Front |  |  |  | -30°C ~ 70°C |  |  | Tray |  | Circular - 22.00mm Dia |  |  | 16398246 |  |  | 82 |  |  |  |  | On-Mom |  |  | Solder, Quick Connect - 0.110" (2.8mm) | 120 V | 24 V | 9 | https://www.unikeyic.com/media/about_us/Unikey_ISO_9001_Certification.pdf | https://www.unikeyic.com/products/pushbutton-switches/82-6161-1000-b001/8269.html
82-6651.1000 | eao | 1: 29.1047 5: 29.1047 10: 28.5849 20: 28.0652 50: 28.0652 | On-Mom SPDT circular-22.00(Dia) 24V 120V welding mounting，panel mount |  |  |  |  | Round, Button, Flush |  | SPDT |  | Silver |  |  | 5A (AC), 1A (DC) |  |  | 50,000 Cycles | - |  |  |  | - | - | IP65/IP67 - Dust Tight, Water Resistant, Waterproof | [10 empty] | 1,000,000 Cycles | Not Applicable |  | Panel Mount, Front |  |  |  | -30°C ~ 70°C |  |  | Tray |  | Circular - 22.00mm Dia |  |  | 16398226 |  |  | 82 |  |  |  |  | On-Mom |  |  | Solder, Quick Connect - 0.110" (2.8mm) | 120 V | 24 V | 2 | https://www.unikeyic.com/media/about_us/Unikey_ISO_9001_Certification.pdf | https://www.unikeyic.com/products/pushbutton-switches/82-6651-1000/33918943.html
82-6651.2124 | eao | 1: 31.9728 5: 31.9728 10: 31.4018 20: 30.8309 50: 30.8309 | On-On SPDT circular-22.30(Dia) 240V 240V welding mounting，panel mount |  |  |  |  | Round, Button, Flush |  | SPDT |  | Silver |  |  | 3A (AC/DC) |  |  | 50,000 Cycles | - |  |  |  | LED, Blue | 24 VAC/DC | IP65/IP67 - Dust Tight, Water Resistant, Waterproof | [10 empty] | 1,000,000 Cycles | Not Applicable |  | Panel Mount, Front |  |  |  | -30°C ~ 70°C |  |  | Tray |  | Circular - 22.30mm Dia |  |  | 16398279 |  |  | 82 |  |  |  |  | On-On |  |  | Solder, Quick Connect - 0.110" (2.8mm) | 240 V | 240 V | 9 | https://www.unikeyic.com/media/about_us/Unikey_ISO_9001_Certification.pdf | https://www.unikeyic.com/products/pushbutton-switches/82-6651-2124/29551093.html
82-665A.1134 | eao | 1: 84.4424 5: 84.4424 10: 84.4424 | Push-in type 1 CO 22mm green panel mount |  | Push-in type | [8 empty] | - |  |  | - |  |  |  |  | green | [10 empty] | - | - | - |  |  | panel mount |  |  | -30℃(min) | [5 empty] | 22mm | [9 empty] | 1 CO | - | [6 empty] | 9 | https://www.unikeyic.com/media/about_us/Unikey_ISO_9001_Certification.pdf | https://www.unikeyic.com/products/pushbutton-switches/82-665a-1134/692006810.html
82-665C.2154 | eao | 1: 71.8328 5: 70.55 10: 69.2673 20: 69.2673 | Push-in type 1 CO 22mm white panel mount |  | Push-in type | [8 empty] | - |  |  | - |  |  |  |  | white | [10 empty] | - | - | - |  |  | panel mount |  |  | -30℃(min) | [5 empty] | 22mm | [9 empty] | 1 CO | - | [6 empty] | 4 | https://www.unikeyic.com/media/about_us/Unikey_ISO_9001_Certification.pdf | https://www.unikeyic.com/products/pushbutton-switches/82-665c-2154/692009142.html
82-6751.2000 | eao | 1: 50.083 5: 49.1887 10: 49.1887 20: 49.1887 | SPST 22mm red SPDT horizontal mounting，welding mounting 35.5mm(Length)*25mm(height) |  | - | [8 empty] | - |  |  | - |  |  |  |  | red | [8 empty] | 35.5mm(Length)*25mm(height) |  | - | - | - |  |  | horizontal mounting, welding mounting |  |  | 30℃~70℃ |  |  |  | SPDT |  | 22mm | [9 empty] | SPST | - | [6 empty] | 6 | https://www.unikeyic.com/media/about_us/Unikey_ISO_9001_Certification.pdf | https://www.unikeyic.com/products/pushbutton-switches/82-6751-2000/681803897.html
82-6951.2000.B001 | eao | 1: 50.8343 | SPST 22mm Black SPDT horizontal mounting，welding mounting 35.5mm(Length)*25mm(height) |  | - | [8 empty] | - |  |  | - |  |  |  |  | Black | [8 empty] | 35.5mm(Length)*25mm(height) |  | - | - | - |  |  | horizontal mounting, welding mounting |  |  | 30℃~70℃ |  |  |  | SPDT |  | 22mm | [9 empty] | SPST | - | [6 empty] | 1 | https://www.unikeyic.com/media/about_us/Unikey_ISO_9001_Certification.pdf | https://www.unikeyic.com/products/pushbutton-switches/82-6951-2000-b001/682024000.html
8207552P | RS | 25: 3.5482 50: 3.4233 100: 3.2458 500: 2.6766 | RS PRO green micro button switch, Printed circuit board installation, Latching operation, Panel opening diameter13.6mm, No indicator light, SPST |  | cover | [8 empty] | - |  |  | - |  |  |  |  | green | [10 empty] | - | 24V | - |  |  | PCB mounting |  |  | 85℃(max) | [5 empty] | 13.6mm | [9 empty] | SPST | SPST | [6 empty] | 25 | https://www.unikeyic.com/media/about_us/Unikey_ISO_9001_Certification.pdf | https://www.unikeyic.com/products/pushbutton-switches/8207552p/21999101.html
8207559P | RS | 25: 4.6127 50: 4.4687 100: 4.1596 500: 3.4424 | RS PRO black button switch, Printed circuit board installation, Instantaneous operation, Panel opening diameter13.6mm, No indicator light, SPST |  | cover | [8 empty] | - |  |  | - |  |  |  |  | Black | [10 empty] | - | - | - |  |  | PCB mounting |  |  | 85℃(max) | [5 empty] | 13.6mm | [9 empty] | SPST | SPST | [6 empty] | 198 | https://www.unikeyic.com/media/about_us/Unikey_ISO_9001_Certification.pdf | https://www.unikeyic.com/products/pushbutton-switches/8207559p/7224556.html
8207561P | RS | 25: 5.1264 50: 4.9649 100: 4.5898 500: 3.7292 | RS PRO green button switch, Printed circuit board installation, Instantaneous operation, Panel opening diameter13.6mm, No indicator light, SPST |  | Cap | [8 empty] | - |  |  | - |  |  |  |  | green | [10 empty] | - | - | - |  |  | PCB mounting |  |  | 85℃(max) | [5 empty] | 13.6mm | [9 empty] | SPST | SPST | [6 empty] | 388 | https://www.unikeyic.com/media/about_us/Unikey_ISO_9001_Certification.pdf | https://www.unikeyic.com/products/pushbutton-switches/8207561p/4145236.html
8207574P | RS | 25: 4.4089 50: 4.2751 100: 3.8727 500: 3.2265 | RS PRO black button switch, Printed circuit board installation, Instantaneous operation, Panel opening diameter13.6mm, No indicator light, SPST |  | cover | [8 empty] | - |  |  | - |  |  |  |  | Black | [10 empty] | - | - | - |  |  | PCB mounting |  |  | 85℃(max) | [5 empty] | 13.6mm | [9 empty] | SPST | SPST | [6 empty] | 37 | https://www.unikeyic.com/media/about_us/Unikey_ISO_9001_Certification.pdf | https://www.unikeyic.com/products/pushbutton-switches/8207574p/22610204.html
8221J83ZGE22 | C&K | 1: 35.123 10: 20.5524 25: 19.9584 40: 19.278 120: 18.7272 280: 18.1224 | Plunger On-Mom DPDT rectangle-15.24x12.70 60000Cycles 28V 120V 60000Cycles 1A snap-in mounting，snap fit，welding mounting，panel mount |  |  |  | No Marking | Square, Button, Flush | 8221J83 | DPDT |  | Black |  |  | 1A (AC/DC) |  |  | 60,000 Cycles | Tactile Feedback |  |  |  | - | - | - | [10 empty] | - | 1 (Unlimited) |  | Panel Mount, Snap-In |  |  |  | -30°C ~ 75°C |  |  | Tray |  | Rectangular - 15.24mm x 12.70mm |  |  | 483933 |  |  | 8020 |  |  |  |  | On-Mom |  |  | Solder Lug | 120 V | 28 V | 7 | https://www.unikeyic.com/media/datasheet/aa/6b/4a81/aa/6a9cece345fe7539189938b494b58a1a.pdf | https://www.unikeyic.com/products/pushbutton-switches/8221j83zge22/30047773.html
8221SD9AGE | C&K | 40: 21.5453 80: 20.6035 120: 20.071 280: 19.0002 520: 18.2526 | Round Plunger On-Mom DPDT 60000Cycles 28V 120V 60000Cycles 1A Plugins Through hole mounting |  |  |  | No Marking | Round, Plunger | 8221SD | DPDT |  | White |  |  | 1A (AC/DC) |  |  | 60,000 Cycles | Tactile Feedback |  |  |  | - | - | - | [10 empty] | - | 1 (Unlimited) |  | Through Hole, Right Angle |  |  |  | -30°C ~ 75°C |  |  | Tray |  | - |  |  | 414278 |  |  | 8020 |  |  |  |  | On-Mom |  |  | PC Pin | 120 V | 28 V | 191 | https://www.unikeyic.com/media/datasheet/aa/6b/4a81/aa/6a9cece345fe7539189938b494b58a1a.pdf | https://www.unikeyic.com/products/pushbutton-switches/8221sd9age/29903215.html
8221SD9V3GE | C&K | 5: 13.431 21: 13.178 41: 12.925 82: 12.683 | Without Cap ON - (OFF) DPDT 60000Cycles 60000Cycles 1A Plugins welding mounting，Through hole mounting |  |  |  | No Marking | Round, Plunger | 8221SD | DPDT |  | White |  |  | 1A (AC/DC) |  |  | 60,000 Cycles | Tactile Feedback |  |  |  | - | - | - | [10 empty] | - | 1 (Unlimited) |  | Through Hole |  |  |  | -30°C ~ 75°C |  |  | Tray |  | - | [5 empty] | 8020 |  |  |  |  | On-Mom |  |  | PC Pin | 120 V | 28 V | 155 | https://www.unikeyic.com/media/datasheet/aa/6b/4a81/aa/6a9cece345fe7539189938b494b58a1a.pdf | https://www.unikeyic.com/products/pushbutton-switches/8221sd9v3ge/33948155.html
8221SD9V8GE | C&K | 160: 11.8671 480: 11.6693 | Round Plunger Momentary Contact DPDT 28V 120V 60000Cycles Bracket mounting，Through hole mounting 19.56mm(Length)*37.01mm(height) |  | Round Plunger | [8 empty] | - |  | 8221SD9V8GE C&K | 60000Cycles |  |  |  |  | - | [8 empty] | 19.56mm(Length)*37.01mm(height) |  | 120V | 28V | - |  |  | Bracket mounting, Through hole mounting |  |  | -30℃~75℃ | [5 empty] | - |  |  |  |  | Compliant | bulk |  |  |  | DPDT | Momentary Contact | [6 empty] | 16000 | https://www.unikeyic.com/media/datasheet/0e/d2/b54a/0e/3fb45474c46c05a991d910d35e826272.pdf | https://www.unikeyic.com/products/pushbutton-switches/8221sd9v8ge/973684.html
824D03000 | C&K | 78: 1.419 2,000: 1.419 | Switch Access Round Cap Push Button Switch Bag | [7 empty] | Red | [7 empty] | - | PNP Series | Non-Illuminated | [15 empty] | 1 (Unlimited) |  | Slip On | [6 empty] | Bag | [7 empty] | PNP | Round | - |  |  |  |  | Pushbutton |  |  |  | 100 | https://www.unikeyic.com/media/datasheet/74/d7/f5bc/cc/9353cdf4e446f6b37888ade3a4574f40.pdf | https://www.unikeyic.com/products/pushbutton-switches/824d03000/34000114.html
8261SHZGE2 | C&K | 1: 25.9369 | Round Plunger On-On DPDT circular-6.35(Dia) 60000Cycles 28V 120V 50000Cycles 6A welding mounting，panel mount 12.7mm(Length)*33.5mm(height) |  |  |  | No Marking | Round, Button | 8261SH | DPDT |  | Black |  |  | 6A (AC/DC) |  |  | 50,000 Cycles | Epoxy Sealed Terminals |  |  |  | - | - | - | [10 empty] | - | 1 (Unlimited) |  | Panel Mount, Rear |  |  |  | -30°C ~ 65°C |  |  | Bulk |  | Circular - 6.35mm Dia | [5 empty] | 8060 |  |  |  |  | On-On |  |  | Solder Lug | 120 V | 28 V | 3 | https://www.unikeyic.com/media/datasheet/aa/6b/4a81/aa/6a9cece345fe7539189938b494b58a1a.pdf | https://www.unikeyic.com/products/pushbutton-switches/8261shzge2/889549.html
83513009 | CROUZET | 3: 52.822 | Limit Switches SNSW DT QC 1 4 PSH BTN W BRKT | [33 empty] | 1 (Unlimited) | [8 empty] | Bulk |  |  |  |  | 13999914 |  |  | * | [10 empty] | 6 | https://www.unikeyic.com/media/about_us/Unikey_ISO_9001_Certification.pdf | https://www.unikeyic.com/products/pushbutton-switches/83513009/33607320.html
84-5331.2B20 | eao | 1: 72.8974 5: 71.5957 10: 70.294 20: 70.294 | On-Off DPST-NO/NC circular-22.30(Dia) 250V 250V welding mounting，panel mount | [5 empty] | 84-5331 | DPST-NO/NC |  |  |  |  | 5A (AC/DC) |  |  |  | Illuminated (Red) |  |  |  |  | - | IP65/IP67 - Dust Tight, Water Resistant, Waterproof | [11 empty] | 1 (Unlimited) |  | Panel Mount, Front |  |  |  | -25°C ~ 65°C |  |  | Bag |  | Circular - 22.30mm Dia |  | Twist |  |  |  | 84 |  |  |  |  | On-Off |  |  | Solder, Quick Connect - 0.110" (2.8mm) | 250 V | 250 V | 1 | https://www.unikeyic.com/media/datasheet/81/a9/86e1/81/2dc07a729a5827cc6116048c960de494.pdf | https://www.unikeyic.com/products/pushbutton-switches/84-5331-2b20/29817384.html
84-8511.4640 | eao | 1: 27.0296 5: 27.0296 10: 26.547 20: 26.547 50: 26.0643 | SPST-NO 42V 42V yellow wire mounting | EAO, 84 |  |  |  |  | 84-8511 | SPST-NO |  |  | 0.1A @ 42VAC/DC | [23 empty] | Not Applicable | [8 empty] | Bulk |  |  | Switch Body |  |  |  |  | 84 | [7 empty] | Wire Leads with Connector |  |  | 2 | https://www.unikeyic.com/media/datasheet/81/a9/86e1/81/2dc07a729a5827cc6116048c960de494.pdf | https://www.unikeyic.com/products/pushbutton-switches/84-8511-4640/29869269.html
84-8515.8640 | eao | 1: 43.5429 5: 42.7654 10: 42.7654 20: 42.7654 | EAO Combination switch contact block, 1 Normally open contact, used for84 series | EAO, 84 |  |  |  |  | 84-8515 | SPST-NO |  |  | 0.1A @ 42VAC/DC | [23 empty] | Not Applicable | [8 empty] | Bulk |  |  | Switch Body |  |  |  |  | 84 | [7 empty] | Wire Leads with Connector |  |  | 6 | https://www.unikeyic.com/media/datasheet/cc/ae/2c3f/ccae2c3f3ffc5eadc49635f0a396cf51.pdf | https://www.unikeyic.com/products/pushbutton-switches/84-8515-8640/34093488.html
84-ACKS-B13-04BC | eao | 1: 117.9504 | Round Panel Mount, 22.50mm Dia, 32V |  |  |  |  | Round, Button, Flush |  | - |  | - |  |  | 200mA (DC) |  |  | - | - |  |  |  | LED, Green/Red | - | IP69K - Dust Tight, High Temp Water Jets, Waterproof | [10 empty] | - | Not Applicable |  | Panel Mount, Front |  |  |  | -30°C ~ 65°C |  |  | Box |  | Circular - 22.50mm Dia | [5 empty] | 84 |  |  |  |  | - |  |  | Connector |  | 32 V | 2 | https://www.unikeyic.com/media/datasheet/1b/9b/8a57/1b9b8a57700c9c84a049ffadc34cf148.pdf | https://www.unikeyic.com/products/pushbutton-switches/84-acks-b13-04bc/33691661.html
84-ADKS-C14-04B3 | eao | 1: 171.0401 5: 167.9303 10: 167.9303 25: 167.9303 50: 167.9303 100: 167.9303 10,000: 167.9303 | circular-22.50(Dia) 5V panel mount |  |  |  |  | Round, Button, Flush |  | - |  | - |  |  | 200mA (DC) |  |  | - | - |  |  |  | LED, Green/Red | - | IP69K - Dust Tight, High Temp Water Jets, Waterproof | [10 empty] | - | Not Applicable |  | Panel Mount, Front |  |  |  | - |  |  | Box |  | Circular - 22.50mm Dia | [5 empty] | 84 |  |  |  |  | - |  |  | Connector |  | 5 V | 7 | https://www.unikeyic.com/media/about_us/Unikey_ISO_9001_Certification.pdf | https://www.unikeyic.com/products/pushbutton-switches/84-adks-c14-04b3/30297676.html
84-ASKS-B14-04A0 | eao | 1: 108.7273 5: 108.7273 10: 108.7273 | circular-22.50(Dia) 32V panel mount |  |  |  |  | Round, Button, Flush |  | - |  | - |  |  | 200mA (DC) |  |  | - | - |  |  |  | LED, Green/Red | - | IP69K - Dust Tight, High Temp Water Jets, Waterproof | [10 empty] | - | Not Applicable |  | Panel Mount, Front |  |  |  | -30°C ~ 65°C |  |  | Box |  | Circular - 22.50mm Dia | [5 empty] | 84 |  |  |  |  | - |  |  | Connector |  | 32 V | 1 | https://www.unikeyic.com/media/datasheet/d2/e9/8e6b/d2e98e6b9b9e3ef0c49173ffa3e6fe74.pdf | https://www.unikeyic.com/products/pushbutton-switches/84-asks-b14-04a0/33947974.html
84210056 | CROUZET | 1: 63.4458 5: 62.3128 10: 62.3128 | Wheel 48V 48V Through hole mounting，panel mount 33mm(height) |  | Wheel | [8 empty] | - |  | 84210056 CROUZET | - |  |  |  |  | - | [8 empty] | 33mm(height) |  | 48V | 48V | - |  |  | Through hole mounting, panel mount |  |  | -25℃~70℃ | [5 empty] | - | [9 empty] | - | - | [6 empty] | 12 | https://www.unikeyic.com/media/datasheet/32/9d/d059/cc/3a25f8984d3a1a417dee24e6bf41b4d1.pdf | https://www.unikeyic.com/products/pushbutton-switches/84210056/81118.html
84AC1-101 | grayhill | 3: 58.19 6: 57.189 11: 56.188 21: 55.187 | 3000000 Cycles 10mA Panel Mount | [5 empty] | 84AC1 |  |  |  | 0.01A @ 24VDC | [5 empty] | - |  | Non-Illuminated |  |  | - | - | White | Transparent Key Cap | Customizable (Sold Separate) | - | Interchangeable |  | 3 x 4 |  |  |  |  | 1 (Unlimited) |  | Panel Mount, Front | 12 |  |  | -40°C ~ 80°C |  |  | Bulk |  | - |  |  | 2679966 |  |  | 84 | [6 empty] | Snap Dome | Pin Header |  |  | 37 | https://www.unikeyic.com/media/datasheet/31/0c/62b8/310c62b858076aa8a7762a0990b93fbf.pdf | https://www.unikeyic.com/products/pushbutton-switches/84ac1-101/730019.html
84S-BC2-014 | grayhill | 2: 88.484 4: 86.955 7: 85.437 14: 83.908 | 3000000 Cycles 24V 10mA Panel Mount 78.74mm L × 78.74mm H | [5 empty] | 84S-BC2 |  |  |  | 0.01A @ 24VDC | [5 empty] | Shielded |  | Non-Illuminated |  |  | - | IP67 - Dust Tight, Waterproof | White | Rubber Overlay | 0 ~ 9, A ~ F | Black | Fixed |  | 4 x 4 |  |  |  |  | 1 (Unlimited) |  | Panel Mount, Front | 16 |  |  | -55°C ~ 85°C |  |  | Bulk |  | - |  |  | 2680356 |  |  | 84S | [6 empty] | Snap Dome | Pin Header |  |  | 24 | https://www.unikeyic.com/media/datasheet/fd/d9/3643/fd/1fcd192e2499719226e2ce9646560076.pdf | https://www.unikeyic.com/products/pushbutton-switches/84s-bc2-014/33874404.html
8531J81ZQE22 | C&K | 80: 10.2405 160: 9.7931 320: 9.3645 560: 9.0316 1,040: 8.6765 | Square Button Off-Mom SPST-NO rectangle-15.24x12.70 28V 120V 250000Cycles 1A Plugins snap-in mounting，snap fit，welding mounting，panel mount |  |  |  | No Marking | Square, Button | 8531J81 | SPST-NO |  | Black |  |  | 1A (AC/DC) |  |  | 250,000 Cycles | Epoxy Sealed Terminals |  |  |  | - | - | - | [10 empty] | - | 1 (Unlimited) |  | Panel Mount, Snap-In |  |  |  | -30°C ~ 65°C |  |  | Tray |  | Rectangular - 15.24mm x 12.70mm | [5 empty] | 8500 |  |  |  |  | Off-Mom |  |  | Solder Lug | 120 V | 28 V | 315 | https://www.unikeyic.com/media/datasheet/89/2e/1358/89/14358f4e4c2546016977c7cf73d654f8.pdf | https://www.unikeyic.com/products/pushbutton-switches/8531j81zqe22/686658.html
8531MZBE2 | C&K | 80: 8.912 160: 8.5228 320: 8.1499 560: 7.8603 1,040: 7.5513 | circular，Plunger Off-Mom SPST-NO circular-6.35(Dia) 20V 20V 250000Cycles welding mounting，panel mount 22.21mm(height) |  |  |  | No Marking | Round, Plunger | 8531M | SPST-NO |  | Black |  |  | 0.4VA (AC/DC) |  |  | 250,000 Cycles | Epoxy Sealed Terminals |  |  |  | - | - | - | [10 empty] | - | 1 (Unlimited) |  | Panel Mount, Rear |  |  |  | -30°C ~ 65°C |  |  | Tray |  | Circular - 6.35mm Dia | [5 empty] | 8500 |  |  |  |  | Off-Mom |  |  | Solder Lug | 20 V | 20 V | 172 | https://www.unikeyic.com/media/datasheet/aa/6b/4a81/aa/6a9cece345fe7539189938b494b58a1a.pdf | https://www.unikeyic.com/products/pushbutton-switches/8531mzbe2/1246082.html
8531SZQE2 | C&K | 15: 3.905 75: 3.828 120: 3.619 | Round Plunger Off-Mom SPST-NO circular-6.35(Dia) 28V 120V 250000Cycles 1A welding mounting，panel mount |  |  |  | No Marking | Round, Plunger | 8531S | SPST-NO |  | Black |  |  | 1A (AC/DC) |  |  | 250,000 Cycles | Epoxy Sealed Terminals |  |  |  | - | - | - | [10 empty] | - | 1 (Unlimited) |  | Panel Mount, Rear |  |  |  | -30°C ~ 65°C |  |  | Tray |  | Circular - 6.35mm Dia |  |  | 483940 |  |  | 8500 |  |  |  |  | Off-Mom |  |  | Solder Lug | 120 V | 28 V | 640 | https://www.unikeyic.com/media/datasheet/aa/6b/4a81/aa/6a9cece345fe7539189938b494b58a1a.pdf | https://www.unikeyic.com/products/pushbutton-switches/8531szqe2/1395407.html
8531TCQE3 | C&K | 160: 6.3374 480: 6.2319 | Round Plunger Off-Mom SPST-NO circular-11.91(Dia) 28V 120V 250000Cycles 1A panel mount 25.05mm(height) |  |  |  | No Marking | Round, Button | 8531T | SPST-NO |  | Red |  |  | 1A (AC/DC) |  |  | 250,000 Cycles | Epoxy Sealed Terminals |  |  |  | - | - | - | [10 empty] | - | 1 (Unlimited) |  | Panel Mount, Rear |  |  |  | -30°C ~ 65°C |  |  | Tray |  | Circular - 11.91mm Dia |  |  | 3751545 |  |  | 8500 |  |  |  |  | Off-Mom |  |  | PC Pin | 120 V | 28 V | 16000 | https://www.unikeyic.com/media/datasheet/aa/6b/4a81/aa/6a9cece345fe7539189938b494b58a1a.pdf | https://www.unikeyic.com/products/pushbutton-switches/8531tcqe3/33564413.html
8532MCBE2 | C&K | 1: 8.579 10: 7.7 25: 7.3764 50: 6.5988 240: 6.2748 560: 6.1236 1,040: 6.0264 | circular，Plunger Off-Mom SPST-NO circular-6.35(Dia) 250000Cycles 20V 20V 250000Cycles Plugins panel mount |  |  |  | No Marking | Round, Plunger | 8532M | SPST-NO |  | Black |  |  | 0.4VA (AC/DC) |  |  | 250,000 Cycles | Epoxy Sealed Terminals |  |  |  | - | - | - | [10 empty] | - | 1 (Unlimited) |  | Panel Mount, Rear |  |  |  | -30°C ~ 65°C |  |  | Tray |  | Circular - 6.35mm Dia |  |  | 659318 |  |  | 8500 |  |  |  |  | Off-Mom |  |  | PC Pin | 20 V | 20 V | 129 | https://www.unikeyic.com/media/datasheet/aa/6b/4a81/aa/6a9cece345fe7539189938b494b58a1a.pdf | https://www.unikeyic.com/products/pushbutton-switches/8532mcbe2/29535720.html
8532T1ZQE2 | C&K | 12: 9.185 40: 9.185 80: 7.722 160: 5.731 | Round Plunger Off-Mom SPST-NO circular-11.91(Dia) 28V 120V 250000Cycles 1A welding mounting，panel mount 9.53mm(Length)*9.9mm(height) |  |  |  | No Marking | Round, Button | 8532T | SPST-NO |  | Black |  |  | 1A (AC/DC) |  |  | 250,000 Cycles | Epoxy Sealed Terminals |  |  |  | - | - | - | [10 empty] | - | 1 (Unlimited) |  | Panel Mount, Front |  |  |  | -30°C ~ 65°C |  |  | Tray |  | Circular - 11.91mm Dia | [5 empty] | 8500 |  |  |  |  | Off-Mom |  |  | Solder Lug | 120 V | 28 V | 105 | https://www.unikeyic.com/media/datasheet/aa/6b/4a81/aa/6a9cece345fe7539189938b494b58a1a.pdf | https://www.unikeyic.com/products/pushbutton-switches/8532t1zqe2/33469970.html
8533SZQE2 | C&K | 80: 8.1091 160: 7.7551 320: 7.4159 560: 7.1525 1,040: 6.8714 | Round Plunger Momentary Contact SPST circular-6.35 28V 120V 250000Cycles welding mounting，panel mount 9.53mm(Length)*9.53mm(height) |  |  |  | No Marking | Round, Plunger | 8533S | SPST-NC |  | Black |  |  | 1A (AC/DC) |  |  | 250,000 Cycles | Epoxy Sealed Terminals |  |  |  | - | - | - | [10 empty] | - | 1 (Unlimited) |  | Panel Mount, Rear |  |  |  | -30°C ~ 65°C |  |  | Tray |  | Circular - 6.35mm Dia |  |  | 2043144 |  |  | 8500 |  |  |  |  | On-Mom |  |  | Solder Lug | 120 V | 28 V | 171 | https://www.unikeyic.com/media/datasheet/aa/6b/4a81/aa/6a9cece345fe7539189938b494b58a1a.pdf | https://www.unikeyic.com/products/pushbutton-switches/8533szqe2/689495.html
8534TZQE2 | C&K | 1: 11.5115 10: 10.109 25: 9.4716 50: 9.126 80: 9.072 | Round Plunger On-Mom SPST-NC circular-11.91(Dia) 28V 120V 250000Cycles 1A Plugins welding mounting，panel mount 28.58mm(height) |  |  |  | No Marking | Round, Button | 8534T | SPST-NC |  | Black |  |  | 1A (AC/DC) |  |  | 250,000 Cycles | Epoxy Sealed Terminals |  |  |  | - | - | - | [10 empty] | - | 1 (Unlimited) |  | Panel Mount, Rear |  |  |  | -30°C ~ 65°C |  |  | Tray |  | Circular - 11.91mm Dia |  |  | 483953 |  |  | 8500 |  |  |  |  | On-Mom |  |  | Solder Lug | 120 V | 28 V | 72 | https://www.unikeyic.com/media/datasheet/aa/6b/4a81/aa/6a9cece345fe7539189938b494b58a1a.pdf | https://www.unikeyic.com/products/pushbutton-switches/8534tzqe2/44099.html
8631CQD2 | C&K | 1: 15.5412 10: 13.4104 25: 12.6446 50: 12.0936 200: 11.0596 400: 10.575 600: 10.3009 1,000: 9.9653 | Round Plunger Off-Mom SPST-NO circular-4.37(Dia) 28V 120V 250000Cycles 500mA Plugins panel mount |  |  |  | No Marking | Plunger for Cap | 8631C | SPST-NO |  | Black |  |  | 500mA (AC/DC) |  |  | 250,000 Cycles | - |  |  |  | - | - | - | [10 empty] | - | 1 (Unlimited) |  | Panel Mount, Rear |  |  |  | -30°C ~ 65°C |  |  | Tray |  | Circular - 4.37mm Dia |  |  | 355993 |  |  | 8600 |  |  |  |  | Off-Mom |  |  | PC Pin | 120 V | 28 V | 446 | https://www.unikeyic.com/media/datasheet/aa/6b/4a81/aa/6a9cece345fe7539189938b494b58a1a.pdf | https://www.unikeyic.com/products/pushbutton-switches/8631cqd2/34085227.html
8631ZBD2 | C&K | 5: 12.045 25: 10.098 50: 9.3528 200: 8.5575 400: 8.4735 600: 8.379 1,000: 8.253 | Cap shut-Instantaneous SPST-NO circular-diameter4.37 250000Cycles 20V 20V 250000Cycles panel mount |  |  |  | No Marking | Plunger for Cap | 8631Z | SPST-NO |  | Black |  |  | 0.4VA (AC/DC) |  |  | 250,000 Cycles | - |  |  |  | - | - | - | [10 empty] | - | 1 (Unlimited) |  | Panel Mount, Rear |  |  |  | -30°C ~ 65°C |  |  | Tray |  | Circular - 4.37mm Dia |  |  | 181378 |  |  | 8600 |  |  |  |  | Off-Mom |  |  | Solder Lug | 20 V | 20 V | 346 | https://www.unikeyic.com/media/datasheet/aa/6b/4a81/aa/6a9cece345fe7539189938b494b58a1a.pdf | https://www.unikeyic.com/products/pushbutton-switches/8631zbd2/1284388.html
8632CQD2 | C&K | 10: 7.183 40: 7.051 80: 6.919 200: 6.655 | Plunger OFF - (ON) SPST-No 100000Cycles 12V red 500mA Plugins welding mounting，Through hole mounting |  |  |  | No Marking | Plunger for Cap | 8632C | SPST-NO |  | Black |  |  | 500mA (AC/DC) |  |  | 100,000 Cycles | - |  |  |  | - | - | - | [10 empty] | - | 1 (Unlimited) |  | Panel Mount, Rear |  |  |  | -30°C ~ 65°C |  |  | Tray |  | Circular - 4.37mm Dia |  |  | 483959 |  |  | 8600 |  |  |  |  | Off-Mom |  |  | PC Pin | 120 V | 28 V | 723 | https://www.unikeyic.com/media/datasheet/92/3e/6c87/92/864c7019ae4caa6f8bd8f67670f45767.pdf | https://www.unikeyic.com/products/pushbutton-switches/8632cqd2/30073243.html
8642AKB | APEM | 1: 43.1244 10: 37.2071 25: 35.0762 | Plunger On-Mom DPDT circular-6.50(Dia) 30V 125V 30000Cycles 6A welding mounting，panel mount |  |  |  | No Marking | Plunger for Cap | 8642A | DPDT |  | Silver |  |  | 6A (AC), 4A (DC) |  |  | 30,000 Cycles | Voltage Reduction Lighting |  |  |  | - | - | Environment Sealed | [10 empty] | - | 1 (Unlimited) |  | Panel Mount, Rear |  |  |  | -40°C ~ 85°C |  |  | Bulk |  | Circular - 6.50mm Dia |  |  | 1799279 |  |  | 8000 |  |  |  |  | On-Mom |  |  | Solder Lug | 125 V | 30 V | 47 | https://www.unikeyic.com/media/datasheet/f8/bf/5c46/f8/4f156ff56eeb48f5c3673c171cd14d59.pdf | https://www.unikeyic.com/products/pushbutton-switches/8642akb/1031532.html
8771968 | RS | 1: 54.1972 | RS PRO Red Momentary Pushbutton Switch Panel Mount Locking Twist Release 19.2mm Hole No Lamp DPDT |  | - | [8 empty] | - |  |  | - |  |  |  |  | - | [10 empty] | 250V | - | - |  |  | welding mounting | [8 empty] | 19.2mm | [9 empty] | DPDT | - | [6 empty] | 29 | https://www.unikeyic.com/media/about_us/Unikey_ISO_9001_Certification.pdf | https://www.unikeyic.com/products/pushbutton-switches/8771968/31541854.html
87941-08 | Honeywell | 2: 108.273 3: 106.271 6: 104.269 | circular，PUSHBUTTON，mushroom shape ON - OFF DPST-NC 14V 25000Cycles 20A(DC) threaded mounting，panel mount 73.152mm*45.212mm*45.212mm | [5 empty] | 87941 | DPST-NC |  |  |  |  | 20A (DC) |  |  |  | - |  |  |  |  | - | Environment Sealed | [11 empty] | 1 (Unlimited) |  | Panel Mount, Rear |  |  |  | -40°C ~ 100°C |  |  | Bulk |  | - |  | Pull | 1162811 |  |  | 87940 |  |  |  |  | - |  |  | Screw Terminal |  | 14 V | 9 | https://www.unikeyic.com/media/datasheet/2f/c8/f11e/2f/cd3641627f52ecce6cd486f6f54eaa6c.pdf | https://www.unikeyic.com/products/pushbutton-switches/87941-08/30532128.html
88AB2-172 | grayhill | 1: 67.639 5: 65.0376 10: 60.75 25: 58.4388 50: 55.4256 100: 53.2656 | 3000000Cycles 24V 10mA panel mount 55.88mm(Length)*9.14mm(height) | [5 empty] | 88AB2 |  |  |  | 0.01A @ 24VDC | [5 empty] | - |  | Non-Illuminated |  |  | - | IP42 | Blue | Polyester Overlay | Telephone Format | White | Fixed |  | 3 x 4 |  |  |  |  | 1 (Unlimited) |  | Panel Mount, Front or Rear | 12 |  |  | -40°C ~ 80°C |  |  | Bulk |  | - |  |  | 255610 |  |  | 88 | [6 empty] | Snap Dome | Pin Header |  |  | 11 | https://www.unikeyic.com/media/datasheet/bf/21/c659/bf/9add09474cba31766f4bb94a5eeca4a7.pdf | https://www.unikeyic.com/products/pushbutton-switches/88ab2-172/33978264.html
88AC2-152 | grayhill | 3: 48.653 6: 47.817 12: 46.981 24: 46.134 | 3000000Cycles 24V 10mA panel mount 55.88mm(Length)*9.14mm(height) | [5 empty] | 88AC2 |  |  |  | 0.01A @ 24VDC | [5 empty] | - |  | Non-Illuminated |  |  | - | IP42 | Blue, White | Polyester Overlay | Telephone Format | Blue, White | Fixed |  | 3 x 4 |  |  |  |  | 1 (Unlimited) |  | Panel Mount, Front or Rear | 12 |  |  | -40°C ~ 80°C |  |  | Bulk |  | - |  |  | 565708 |  |  | 88 | [6 empty] | Snap Dome | Pin Header |  |  | 35 | https://www.unikeyic.com/media/datasheet/bf/21/c659/bf/9add09474cba31766f4bb94a5eeca4a7.pdf | https://www.unikeyic.com/products/pushbutton-switches/88ac2-152/721871.html
8N1011-Z | NIDEC COMPONENTS CORPORATION | 25: 4.491 125: 4.3438 250: 4.1597 1,250: 3.9756 | Round Plunger On-On SPDT circular-6.50(Dia) 30V 125V 40000Cycles SPDT welding mounting，panel mount 13mm(Length)*40.9mm(height) |  |  |  | No Marking | Plunger for Cap | 8N1011 | SPDT |  | - |  |  | 6A (AC), 4A (DC) |  |  | 40,000 Cycles | - |  |  |  | - | - | - | [10 empty] | - | 1 (Unlimited) |  | Panel Mount, Rear |  |  |  | -30°C ~ 85°C |  |  | Bulk |  | Circular - 6.50mm Dia | [5 empty] | 8N |  |  |  |  | On-On |  |  | Solder Lug | 125 V | 30 V | 1000000 | https://www.unikeyic.com/media/datasheet/35/8d/211f/35/83eee521b4bbd2a65ffc5e8a02ff49fb.pdf | https://www.unikeyic.com/products/pushbutton-switches/8n1011-z/266952.html
8N1021-Z | NIDEC COMPONENTS CORPORATION | 25: 4.5504 125: 4.4012 250: 4.2147 1,250: 4.0282 | Round Plunger On-Mom SPDT circular-6.50(Dia) 30V 125V 25000Cycles SPDT welding mounting，panel mount 13mm(Length)*40.9mm(height) |  |  |  | No Marking | Plunger for Cap | 8N1021 | SPDT |  | - |  |  | 6A (AC), 4A (DC) |  |  | 25,000 Cycles | - |  |  |  | - | - | - | [10 empty] | - | 1 (Unlimited) |  | Panel Mount, Rear |  |  |  | -30°C ~ 85°C |  |  | Bulk |  | Circular - 6.50mm Dia |  |  | 1792076 |  |  | 8N |  |  |  |  | On-Mom |  |  | Solder Lug | 125 V | 30 V | 1000000 | https://www.unikeyic.com/media/datasheet/35/8d/211f/35/83eee521b4bbd2a65ffc5e8a02ff49fb.pdf | https://www.unikeyic.com/products/pushbutton-switches/8n1021-z/33537666.html
8R1011-N-Z | NIDEC COMPONENTS CORPORATION | 25: 4.4542 125: 4.3081 250: 4.1256 1,250: 3.943 | Round Plunger On-On SPDT circular-6.50(Dia) 125V 25000Cycles SPDT welding mounting，panel mount 13mm(Length)*35mm(height) |  |  |  | No Marking | Plunger for Cap | 8R1011 | SPDT |  | - |  |  | 3A (AC) |  |  | 25,000 Cycles | - |  |  |  | - | - | - | [10 empty] | - | 1 (Unlimited) |  | Panel Mount, Rear |  |  |  | -20°C ~ 85°C |  |  | Bulk |  | Circular - 6.50mm Dia |  |  | 2357735 |  |  | 8R-N |  |  |  |  | On-On |  |  | Solder Lug | 125 V |  | 1000000 | https://www.unikeyic.com/media/datasheet/f6/f4/47f5/f6/5456e7e3641ac06a1c56ac1c986d9f35.pdf | https://www.unikeyic.com/products/pushbutton-switches/8r1011-n-z/33878496.html
8R2021-N-Z | NIDEC COMPONENTS CORPORATION | 25: 6.1347 125: 5.9336 250: 5.6821 1,250: 5.4307 | Round Plunger On-Mom DPDT circular-6.50(Dia) 125V 25000Cycles welding mounting，panel mount |  |  |  | No Marking | Plunger for Cap | 8R2021 | DPDT |  | - |  |  | 3A (AC) |  |  | 25,000 Cycles | - |  |  |  | - | - | - | [10 empty] | - | 1 (Unlimited) |  | Panel Mount, Rear |  |  |  | -20°C ~ 85°C |  |  | Bulk |  | Circular - 6.50mm Dia |  |  | 2357741 |  |  | 8R-N |  |  |  |  | On-Mom |  |  | Solder Lug | 125 V |  | 124000 | https://www.unikeyic.com/media/datasheet/f6/f4/47f5/f6/5456e7e3641ac06a1c56ac1c986d9f35.pdf | https://www.unikeyic.com/products/pushbutton-switches/8r2021-n-z/30014294.html
8Y2021-Z | NIDEC COMPONENTS CORPORATION | 25: 7.5492 125: 7.3016 250: 6.9922 1,250: 6.6829 | Round Plunger On-Mom DPDT circular-12.50(Dia) 30V 125V 25000Cycles welding mounting，panel mount 13.0048mm*13.0048mm*11.7094mm |  |  |  | No Marking | Plunger for Cap | 8Y2021 | DPDT |  | - |  |  | 6A (AC), 4A (DC) |  |  | 25,000 Cycles | - |  |  |  | - | - | - | [10 empty] | - | 1 (Unlimited) |  | Panel Mount, Rear |  |  |  | -30°C ~ 85°C |  |  | Bulk |  | Circular - 12.50mm Dia | [5 empty] | 8Y |  |  |  |  | On-Mom |  |  | Solder Lug | 125 V | 30 V | 108000 | https://www.unikeyic.com/media/datasheet/c9/2f/48b7/c9/c2b00822623af5ad92adfc859d2087b4.pdf | https://www.unikeyic.com/products/pushbutton-switches/8y2021-z/33757025.html
9001BW92B | Schneider Electric | 1: 146.9612 | PENDANT STATION 600VAC 5A T-BW |  |  |  |  | - |  | - |  | - |  |  | 5A (AC) |  |  | - | - |  |  |  | - | - | - | [10 empty] | - |  |  | Free Hanging |  |  |  | - |  |  | Box |  | - |  |  | 17179059 |  |  | Square D 9001BW |  |  |  |  | - |  |  | - | 600 V |  | 10 | https://www.unikeyic.com/media/about_us/Unikey_ISO_9001_Certification.pdf | https://www.unikeyic.com/products/pushbutton-switches/9001bw92b/997598951.html
9001K2L1GH13 | Schneider Electric | 1: 258.3792 | PUSH BUTTON 600VAC 10A 30MM T-K |  |  |  |  | Round, Button |  | DPST-NO/NC |  | Green |  |  | 10A (AC/DC) |  |  | - | - |  |  |  | Incandescent, Green | 110 ~ 120 VAC | - | [10 empty] | - | Not Applicable |  | Panel Mount, Front |  |  |  | - |  |  | Box |  | Circular - 30.00mm Dia |  |  | 17161349 |  |  | Harmony 9001K |  |  |  |  | On-Mom, Off-Mom |  |  | Screw Terminal |  |  | 1 | https://www.unikeyic.com/media/about_us/Unikey_ISO_9001_Certification.pdf | https://www.unikeyic.com/products/pushbutton-switches/9001k2l1gh13/997520346.html
9001K2L38 | Schneider Electric | 1: 138.1212 | ON - (OFF)，OFF - (ON) 30mm(width) | Schneider, Harmony 9001K |  |  |  | Pushbutton, Button (Not Included) | [12 empty] | Illuminated | [24 empty] | Box |  | 30mm (Round) | Contact Block(s), Illumination Source |  | 17170800 |  |  | Harmony 9001K | [10 empty] | 10 | https://www.unikeyic.com/media/about_us/Unikey_ISO_9001_Certification.pdf | https://www.unikeyic.com/products/pushbutton-switches/9001k2l38/997660862.html
9001KR11U | Schneider Electric | 1: 142.9629 | CONFIG SW BODY PUSHBUT NON-ILLUM | Schneider, Harmony 9001K |  |  |  | Pushbutton, Rectangular (Dual) | [12 empty] | Non-Illuminated | [15 empty] | Not Applicable | [8 empty] | Box |  | 30mm (Round) | Contact Block(s) |  |  |  |  | Harmony 9001K | [10 empty] | 2 | https://www.unikeyic.com/media/about_us/Unikey_ISO_9001_Certification.pdf | https://www.unikeyic.com/products/pushbutton-switches/9001kr11u/997631410.html
9001KR4RH13 | Schneider Electric | 1: 133.3584 | CONFIG SW BODY MUSH PB NON-ILLUM | Schneider, 30mm |  |  |  | Pushbutton, Mushroom | [12 empty] | Non-Illuminated | [15 empty] | 1 (Unlimited) | [8 empty] | Box |  | 30mm (Round) | Contact Block(s) |  | 16614468 |  |  | Harmony 9001K | [10 empty] | 8 | https://www.unikeyic.com/media/about_us/Unikey_ISO_9001_Certification.pdf | https://www.unikeyic.com/products/pushbutton-switches/9001kr4rh13/997718415.html
9001KXRC136 | Schneider Electric | 1: 153.5976 | PUSH BUTTON 600VAC 10A 30MM T-KX |  |  |  |  | Square, Button, Dual |  | DPST-NO/NC |  | Red |  |  | 10A (AC) |  |  | - | - |  |  |  | - | - | - | [10 empty] | - | Not Applicable |  | Panel Mount, Front |  |  |  | - |  |  | Box |  | Circular - 30.00mm Dia |  |  | 17152592 |  |  | Harmony 9001K |  |  |  |  | - |  |  | Screw Terminal | 600 V |  | 4 | https://www.unikeyic.com/media/about_us/Unikey_ISO_9001_Certification.pdf | https://www.unikeyic.com/products/pushbutton-switches/9001kxrc136/997634799.html
9001SK1L38LRR | Schneider Electric | 1: 198.9599 | ON - (OFF)，OFF - (ON) 30mm(width) | Schneider, Harmony 9001SK |  |  |  | Pushbutton, Round | [12 empty] | Illuminated | [15 empty] | 1 (Unlimited) | [8 empty] | Box |  | 30mm (Round) | Contact Block(s), Illumination Source |  | 16606291 |  |  | Harmony 9001SK | [10 empty] | 4 | https://www.unikeyic.com/media/about_us/Unikey_ISO_9001_Certification.pdf | https://www.unikeyic.com/products/pushbutton-switches/9001sk1l38lrr/997567115.html
9003 | Littelfuse | 50: 26.8246 100: 25.6504 250: 24.1731 | On-Mom SPST-NC 12V threaded mounting，panel mount |  |  |  | No Marking | Round, Plunger, Metal |  | SPST-NC |  | Silver |  |  | 5A (DC) |  |  | - | - |  |  |  | - | - | - | [10 empty] | - | 1 (Unlimited) |  | Panel Mount, Rear |  |  |  | - |  |  | Bulk |  | - | [5 empty] | - |  |  |  |  | On-Mom |  |  | Screw Terminal |  | 12 V | 76 | https://www.unikeyic.com/media/about_us/Unikey_ISO_9001_Certification.pdf | https://www.unikeyic.com/products/pushbutton-switches/9003/29526029.html
908-1633 | Dialight | 8: 14.982 25: 14.267 | Switch Access Round Cap Push Button Switch | [33 empty] | Not Applicable | [8 empty] | Box |  |  |  |  | 14728348 |  |  | * | [10 empty] | 60 | https://www.unikeyic.com/media/datasheet/e6/1a/4628/e6/e40cb1b1288bea153c42d6511dcd13e0.pdf | https://www.unikeyic.com/products/pushbutton-switches/908-1633/30104983.html
9109 | Littelfuse | 1: 20.309 10: 18.8028 50: 18.2196 100: 18.2088 200: 16.2108 500: 15.9948 | Off-Mom SPST-NO threaded mounting，panel mount |  | - | [8 empty] | - |  |  | - |  |  |  |  | - | [10 empty] | - | - | - |  |  | threaded mounting, panel mount | [8 empty] | - |  |  |  |  | Compliant | bulk |  |  |  | SPST-NO | Off-Mom | [6 empty] | 128 | https://www.unikeyic.com/media/about_us/Unikey_ISO_9001_Certification.pdf | https://www.unikeyic.com/products/pushbutton-switches/9109/33923336.html
92-343.700 | eao | 50: 7.6034 300: 7.4164 500: 7.2917 | EAO Combination switch actuator PUSHBUTTON, Used for 92 series | EAO, 92 |  |  |  | Pushbutton, Square | 92-343 | [11 empty] | Illuminated | [15 empty] | Not Applicable | [8 empty] | Bulk |  | 16.2mm (Round) | Contact Block(s), Illumination Source |  |  |  |  | 92 | [10 empty] | 1000 | https://www.unikeyic.com/media/datasheet/58/ed/c4e2/58/ce44571c408a812fa271c7ad23790f45.pdf | https://www.unikeyic.com/products/pushbutton-switches/92-343-700/33557586.html
92-443.700 | eao | 50: 7.6498 300: 7.4617 500: 7.3363 | circular-16.2 snap fit 18.8mm(Length)*18.8mm(width) | EAO, 92 |  |  |  | Pushbutton, Square | 92-443 | [11 empty] | Illuminated | [15 empty] | Not Applicable | [8 empty] | Bulk |  | 16.2mm (Round) | Contact Block(s), Illumination Source |  | 8736702 |  |  | 92 | [10 empty] | 2053 | https://www.unikeyic.com/media/datasheet/58/ed/c4e2/58/ce44571c408a812fa271c7ad23790f45.pdf | https://www.unikeyic.com/products/pushbutton-switches/92-443-700/33865875.html
92116 | Littelfuse | 1: 41.5929 10: 35.8835 25: 33.8288 50: 32.3495 100: 30.9324 300: 28.8068 | Off-Mom SPST-NO 24V panel mount |  |  |  | No Marking | Round, Plunger, Rubber Cap |  | SPST-NO |  | - |  |  | 10A (DC) |  |  | - | - |  |  |  | - | - | - | [10 empty] | - | 1 (Unlimited) |  | Panel Mount, Rear |  |  |  | - |  |  | Bulk |  | - | [5 empty] | - |  |  |  |  | Off-Mom |  |  | Quick Connect - 0.250" (6.3mm) |  | 24 V | 61 | https://www.unikeyic.com/media/pdf/PCNAssemblyOrigin/littelfuse/0a/89/436c/7784/2025/11/LFPCN-C0454.pdf | https://www.unikeyic.com/products/pushbutton-switches/92116/393360.html
9233WWCD | APEM | 5: 5.5315 25: 4.968 100: 4.7628 300: 4.4835 500: 4.2 1,000: 3.297 2,500: 3.0555 | APEMMicro push button switch, Printed circuit board installation, Instantaneous operation, Panel opening diameter4.2mm, No indicator light, SPST |  |  |  | No Marking | Round, Plunger | 9233 | SPST-NO |  | Black |  |  | 100mA (DC) |  |  | 100,000 Cycles | Epoxy Sealed Terminals |  |  |  | - | - | - | [10 empty] | - | 1 (Unlimited) |  | Through Hole, Right Angle |  |  |  | -30°C ~ 65°C |  |  | Bulk |  | - | [5 empty] | 9000 |  |  |  |  | Off-Mom |  |  | PC Pin |  | 30 V | 191 | https://www.unikeyic.com/media/datasheet/e1/08/66d9/e10866d949fc126093c88ced0cb54100.pdf | https://www.unikeyic.com/products/pushbutton-switches/9233wwcd/33784092.html
9633NAB | APEM | 1: 11.8704 5: 11.3956 10: 10.6359 25: 10.4459 50: 10.4459 100: 10.256 250: 10.256 | circular，Plunger Off-Mom SPST-NO circular-6.50(Dia) 250000Cycles 30V 250V 250000Cycles 1A(DC) welding mounting，panel mount |  |  |  | No Marking | Round, Plunger | 9633 | SPST-NO |  | Black |  |  | 1A (DC) |  |  | 250,000 Cycles | Epoxy Sealed Terminals |  |  |  | - | - | - | [10 empty] | - | 1 (Unlimited) |  | Panel Mount, Rear |  |  |  | -30°C ~ 65°C |  |  | Bulk |  | Circular - 6.50mm Dia |  |  | 1280094 |  |  | 9000 |  |  |  |  | Off-Mom |  |  | Solder Lug |  | 30 V | 698 | https://www.unikeyic.com/media/datasheet/71/78/b5ce/7178b5ce21a9981fcc0aed0dca35af7c.pdf | https://www.unikeyic.com/products/pushbutton-switches/9633nab/30081103.html
A0102X | APEM | 1: 26.7418 15: 25.1431 50: 25.1068 100: 24.9735 250: 24.0046 | APEM Combination switch body, Used forA01 series | Apem, A01 (1 or 2 Pole) |  |  |  | Pushbutton, Rectangular | A0102 | [11 empty] | Non-Illuminated | [15 empty] | 1 (Unlimited) | [8 empty] | Tray |  | 16mm (Round) | Contact Block(s), Lens |  |  |  |  | A01 | [10 empty] | 7 | https://www.unikeyic.com/media/datasheet/fa/81/426b/fa/0d5cd9dddb594bce590bd79744a246b9.pdf | https://www.unikeyic.com/products/pushbutton-switches/a0102x/33698866.html
A0105Y | APEM | 1: 18.5998 5: 16.6654 10: 16.6654 20: 16.3678 50: 16.3678 | APEM Combination switch body, Used forA01 series | Apem, A01 (1 or 2 Pole) |  |  |  | Pushbutton, Square | A0105 | [11 empty] | Illuminated | [15 empty] | 1 (Unlimited) | [8 empty] | Tray |  | 16mm (Round) | Contact Block(s), Illumination Source, Lens |  |  |  |  | A01 | [10 empty] | 82 | https://www.unikeyic.com/media/datasheet/fa/81/426b/fa/0d5cd9dddb594bce590bd79744a246b9.pdf | https://www.unikeyic.com/products/pushbutton-switches/a0105y/29680602.html
A0109X | APEM | 1: 19.2991 5: 18.0125 10: 17.6909 20: 17.6909 50: 17.6909 | APEM Combination Switch Body, For A01 Series | Apem, A01 (1 or 2 Pole) |  |  |  | Pushbutton, Round | A0109 | [11 empty] | Illuminated | [15 empty] | 1 (Unlimited) | [8 empty] | Tray |  | 16mm (Round) | Contact Block(s), Illumination Source, Lens |  |  |  |  | A01 | [10 empty] | 273 | https://www.unikeyic.com/media/datasheet/fa/81/426b/fa/0d5cd9dddb594bce590bd79744a246b9.pdf | https://www.unikeyic.com/products/pushbutton-switches/a0109x/104686.html
A0143H | APEM |  | 220V 220V snap fit | Apem, A01, A02 |  |  |  |  | A0143 |  | Clear | [25 empty] | 1 (Unlimited) | [8 empty] | Bag |  |  |  |  | 1280399 |  |  | - | [11 empty] | https://www.unikeyic.com/media/datasheet/88/3b/6b85/88/4d981289b98c760729427f76a09731a9.pdf | https://www.unikeyic.com/products/pushbutton-switches/a0143h/33608619.html
A019405 | APEM | 1: 22.4139 15: 21.0979 50: 20.4076 100: 20.0685 250: 19.5113 | APEM Combination Switch Body for A01 Series |  | Rectangular button | [8 empty] | - |  | A019405 APEM | - |  |  |  |  | - | [10 empty] | - | - | - |  |  | horizontal mounting, welding mounting |  |  | -20℃~55℃ | [5 empty] | - | [9 empty] | - | - | [6 empty] | 41 | https://www.unikeyic.com/media/datasheet/92/fb/6057/92/6137aa800c776addbcde6988aad032d0.pdf | https://www.unikeyic.com/products/pushbutton-switches/a019405/33493394.html
A01MMF | APEM | 1: 17.5163 10: 16.4835 50: 15.9627 100: 15.6963 250: 15.2966 | APEM Mushroom button, Instantaneous |  | - | [8 empty] | - |  | A01MMF APEM | - |  |  |  |  | - | [10 empty] | - | - | - | [5 empty] | -20℃~55℃ | [5 empty] | - | [9 empty] | - | - | [6 empty] | 6 | https://www.unikeyic.com/media/datasheet/c7/1e/9509/c7/9a48ade4833e2ba9e898cd1a6045f124.pdf | https://www.unikeyic.com/products/pushbutton-switches/a01mmf/763954.html
A02ESI3B1021X0+PEA01+A01YL5 | APEM | 1: 52.4364 5: 49.7775 10: 48.2515 15: 47.0646 20: 46.0594 | APEM emergency button, A02ES-Iseries, Opening diameter22mm, panel, 2 Normally closed contact |  | - | [8 empty] | - |  | A02ESI3B1021X0+PEA01+A01YL5 APEM | - |  |  |  |  | - | [10 empty] | - | - | - |  |  | threaded mounting, panel mount | [8 empty] | - | [9 empty] | 1 NO/2 NC, 2 NC | 1 NO/2 NC | [6 empty] | 112 | https://www.unikeyic.com/media/datasheet/92/62/0f34/92/6b6b28e2efc3e570030621bfac0a4bcd.pdf | https://www.unikeyic.com/products/pushbutton-switches/a02esi3b1021x0-pea01-a01yl5/34103701.html
A16-TBM-1 | OMRON | 1: 32.981 | Omron black button, panel mount, Panel opening diameter16mm, No indicator light, SPDT |  |  |  | No Marking | Round, Button | A16 | SPDT |  | Black |  |  | 5A (AC) |  |  | 100,000 Cycles | - |  |  |  | - | - | IP40 | [10 empty] | 2,000,000 Cycles | 1 (Unlimited) |  | Panel Mount, Front |  |  |  | -10°C ~ 55°C |  |  | Bulk |  | Circular - 16.00mm Dia |  |  | 546736 |  |  | A16 |  |  |  |  | On-Mom |  |  | Solder, Quick Connect - 0.110" (2.8mm) | 125 V |  | 15 | https://www.unikeyic.com/media/datasheet/99/3e/4587/99/ad02c5c4dd4539435591b6ddf22024ba.pdf | https://www.unikeyic.com/products/pushbutton-switches/a16-tbm-1/30193189.html
A16-TRM-1 | OMRON | 1: 34.2177 | Omron red button, panel mount, Panel opening diameter16mm, No indicator light, SPDT |  |  |  | No Marking | Round, Button | A16 | SPDT |  | Red |  |  | 5A (AC) |  |  | 100,000 Cycles | - |  |  |  | - | - | IP40 | [10 empty] | 2,000,000 Cycles | 1 (Unlimited) |  | Panel Mount, Front |  |  |  | -10°C ~ 55°C |  |  | Bulk |  | Circular - 16.00mm Dia |  |  | 546744 |  |  | A16 |  |  |  |  | On-Mom |  |  | Solder, Quick Connect - 0.110" (2.8mm) | 125 V |  | 88 | https://www.unikeyic.com/media/datasheet/99/3e/4587/99/ad02c5c4dd4539435591b6ddf22024ba.pdf | https://www.unikeyic.com/products/pushbutton-switches/a16-trm-1/33529763.html
A165-JBM2 | OMRON | 1: 52.9924 10: 45.7094 25: 43.0896 50: 41.204 100: 39.3972 250: 37.1247 | PUSHBUTTON，rectangle On-Mom DPDT circular-16.00(Dia) 2000000Cycles 30V 125V 100000Cycles 5A(AC) welding mounting，panel mount 24mm(Length)*37.8mm(height) |  |  |  | No Marking | Rectangular, Button | A165 | DPDT |  | Black |  |  | 5A (AC) |  |  | 100,000 Cycles | - |  |  |  | - | - | IP66 - Dust Tight, Oil and Water Resistant | [10 empty] | 2,000,000 Cycles | 1 (Unlimited) |  | Panel Mount, Front |  |  |  | -10°C ~ 55°C |  |  | Bulk |  | Circular - 16.00mm Dia |  |  | 456138 |  |  | A16 |  |  |  |  | On-Mom |  |  | Solder, Quick Connect - 0.110" (2.8mm) | 125 V |  | 20 | https://www.unikeyic.com/media/datasheet/36/e9/8256/36/b08ea96bb4888968d44b8c32406480f0.pdf | https://www.unikeyic.com/products/pushbutton-switches/a165-jbm2/30244104.html
A165-TGM2 | OMRON | 1: 39.5849 | Omron green button, panel mount, Panel opening diameter16mm, No indicator light, 2 Combination |  |  |  | No Marking | Round, Button | A165 | DPDT |  | Green |  |  | 5A (AC) |  |  | 100,000 Cycles | - |  |  |  | - | - | IP66 - Dust Tight, Oil and Water Resistant | [10 empty] | 2,000,000 Cycles | 1 (Unlimited) |  | Panel Mount, Front |  |  |  | -10°C ~ 55°C |  |  | Bulk |  | Circular - 16.00mm Dia |  |  | 546802 |  |  | A16 |  |  |  |  | On-Mom |  |  | Solder, Quick Connect - 0.110" (2.8mm) | 125 V |  | 1 | https://www.unikeyic.com/media/datasheet/36/e9/8256/36/b08ea96bb4888968d44b8c32406480f0.pdf | https://www.unikeyic.com/products/pushbutton-switches/a165-tgm2/1085196.html
A165-TRM-2S | OMRON | 1: 80.1917 | circular，PUSHBUTTON On-Mom DPDT circular-16.00(Dia) 2000000Cycles 30V 125V 100000Cycles 5A(AC) clip mounting，threaded mounting，panel mount 18mm(Length)*18mm(height) |  |  |  | No Marking | Round, Button | A165 | DPDT |  | Red |  |  | 5A (AC) |  |  | 100,000 Cycles | - |  |  |  | - | - | IP66 - Dust Tight, Oil and Water Resistant | [10 empty] | 2,000,000 Cycles | 1 (Unlimited) |  | Panel Mount, Front |  |  |  | -10°C ~ 55°C |  |  | Bulk |  | Circular - 16.00mm Dia |  |  | 546808 |  |  | A16 |  |  |  |  | On-Mom |  |  | Screwless Clamp | 125 V |  | 2 | https://www.unikeyic.com/media/datasheet/36/e9/8256/36/b08ea96bb4888968d44b8c32406480f0.pdf | https://www.unikeyic.com/products/pushbutton-switches/a165-trm-2s/33541580.html
A165-TWM-1 | OMRON | 1: 37.0607 | circular，PUSHBUTTON On-Mom SPDT circular-16.00(Dia) 2000000Cycles 125V 100000Cycles 5A(AC) SPDT welding mounting，panel mount |  |  |  | No Marking | Round, Button | A165 | SPDT |  | White |  |  | 5A (AC) |  |  | 100,000 Cycles | - |  |  |  | - | - | IP66 - Dust Tight, Oil and Water Resistant | [10 empty] | 2,000,000 Cycles | 1 (Unlimited) |  | Panel Mount, Front |  |  |  | -10°C ~ 55°C |  |  | Bulk |  | Circular - 16.00mm Dia |  |  | 456147 |  |  | A16 |  |  |  |  | On-Mom |  |  | Solder, Quick Connect - 0.110" (2.8mm) | 125 V |  | 2 | https://www.unikeyic.com/media/datasheet/36/e9/8256/36/b08ea96bb4888968d44b8c32406480f0.pdf | https://www.unikeyic.com/products/pushbutton-switches/a165-twm-1/33842712.html
A165E02 | OMRON | 1: 22.782 | Omron Button contacts, A165Eseries, 2 Normally closed contact | Omron, A165E |  |  |  |  | A165 | DPST-NC |  |  | 5A @ 125VAC | [23 empty] | 1 (Unlimited) | [8 empty] | Bulk |  |  | Switch Body |  | 2754618 |  |  | A165E | [7 empty] | Quick Connect - 0.110" (2.8mm) |  |  | 18 | https://www.unikeyic.com/media/datasheet/59/c6/a9a5/59/71c18276a4dc15a50776fdd79c41ec50.pdf | https://www.unikeyic.com/products/pushbutton-switches/a165e02/1120490.html
A165L-AAM-12D-2 | OMRON | 1: 88.1016 10: 75.9792 25: 71.6166 50: 68.4768 100: 65.4687 | PUSHBUTTON，square On-Mom DPDT circular-16.00(Dia) 2000000Cycles 30V 125V Blue 100000Cycles 5A(AC) welding mounting，panel mount 18mm*18mm*38mm |  |  |  | No Marking | Square, Button | A165 | DPDT |  | Blue |  |  | 5A (AC) |  |  | 100,000 Cycles | - |  |  |  | LED, Blue | 12 VDC | IP66 - Dust Tight, Oil and Water Resistant | [10 empty] | 2,000,000 Cycles | 1 (Unlimited) |  | Panel Mount, Front |  |  |  | -10°C ~ 55°C |  |  | Bulk |  | Circular - 16.00mm Dia |  |  | 547264 |  |  | A16 |  |  |  |  | On-Mom |  |  | Solder, Quick Connect - 0.110" (2.8mm) | 125 V |  | 2 | https://www.unikeyic.com/media/datasheet/36/e9/8256/36/b08ea96bb4888968d44b8c32406480f0.pdf | https://www.unikeyic.com/products/pushbutton-switches/a165l-aam-12d-2/30455383.html
A165L-JGM-5D-2 | OMRON | 1: 60.935 | PUSHBUTTON，rectangle open-Instantaneous DPDT circular-diameter16.00 2000000Cycles 30V 125V green 100000Cycles 5A(AC) welding mounting，panel mount 24mm(Length)*38mm(height) |  |  |  | No Marking | Rectangular, Button | A165 | DPDT |  | Green |  |  | 5A (AC) |  |  | 100,000 Cycles | - |  |  |  | LED, Green | 5 VDC | IP66 - Dust Tight, Oil and Water Resistant | [10 empty] | 2,000,000 Cycles | 1 (Unlimited) |  | Panel Mount, Front |  |  |  | -10°C ~ 55°C |  |  | Bulk |  | Circular - 16.00mm Dia |  |  | 547410 |  |  | A16 |  |  |  |  | On-Mom |  |  | Solder, Quick Connect - 0.110" (2.8mm) | 125 V |  | 8 | https://www.unikeyic.com/media/datasheet/36/e9/8256/36/b08ea96bb4888968d44b8c32406480f0.pdf | https://www.unikeyic.com/products/pushbutton-switches/a165l-jgm-5d-2/33819625.html
A165L-TAM-5D-1 | OMRON | 1: 84.5567 10: 72.9233 25: 68.737 50: 65.7239 100: 62.8369 | Round Button Switch On-Mom SPDT 16mm Dia 2M Cycles 30V 125V Blue 100k Cycles 5A(AC) TH Panel Mount 18mm L × 38mm H |  |  |  | No Marking | Round, Button | A165 | SPDT |  | Blue |  |  | 5A (AC) |  |  | 100,000 Cycles | - |  |  |  | LED, Blue | 5 VDC | IP66 - Dust Tight, Oil and Water Resistant | [10 empty] | 2,000,000 Cycles | 1 (Unlimited) |  | Panel Mount, Front |  |  |  | -10°C ~ 55°C |  |  | Bulk |  | Circular - 16.00mm Dia |  |  | 547504 |  |  | A16 |  |  |  |  | On-Mom |  |  | Solder, Quick Connect - 0.110" (2.8mm) | 125 V |  | 13 | https://www.unikeyic.com/media/datasheet/36/e9/8256/36/b08ea96bb4888968d44b8c32406480f0.pdf | https://www.unikeyic.com/products/pushbutton-switches/a165l-tam-5d-1/34065917.html
A165L-TGA-24D-2 | OMRON | 1: 45.0669 | Omron green button, panel mount, Panel opening diameter16mm, With indicator light, DPDT |  |  |  | No Marking | Round, Button | A165 | DPDT |  | Green |  |  | 5A (AC) |  |  | 100,000 Cycles | - |  |  |  | LED, Green | 24 VDC | IP66 - Dust Tight, Oil and Water Resistant | [10 empty] | 200,000 Cycles | 1 (Unlimited) |  | Panel Mount, Front |  |  |  | -10°C ~ 55°C |  |  | Bulk |  | Circular - 16.00mm Dia |  |  | 547513 |  |  | A16 |  |  |  |  | On-On |  |  | Solder, Quick Connect - 0.110" (2.8mm) | 125 V |  | 5 | https://www.unikeyic.com/media/datasheet/99/3e/4587/99/ad02c5c4dd4539435591b6ddf22024ba.pdf | https://www.unikeyic.com/products/pushbutton-switches/a165l-tga-24d-2/30717199.html
A165L-TRA-5D-1 | OMRON | 1: 69.0394 10: 59.5509 25: 56.1346 50: 53.6756 100: 51.3198 | circular，PUSHBUTTON open-open SPDT circular-diameter16.00 200000Cycles 30V 125V red 100000Cycles 5A(AC) SPDT welding mounting，panel mount 18mm(Length)*38mm(height) |  |  |  | No Marking | Round, Button | A165 | SPDT |  | Red |  |  | 5A (AC) |  |  | 100,000 Cycles | - |  |  |  | LED, Red | 5 VDC | IP66 - Dust Tight, Oil and Water Resistant | [10 empty] | 200,000 Cycles | 1 (Unlimited) |  | Panel Mount, Front |  |  |  | -10°C ~ 55°C |  |  | Bulk |  | Circular - 16.00mm Dia |  |  | 547539 |  |  | A16 |  |  |  |  | On-On |  |  | Solder, Quick Connect - 0.110" (2.8mm) | 125 V |  | 6 | https://www.unikeyic.com/media/datasheet/36/e9/8256/36/b08ea96bb4888968d44b8c32406480f0.pdf | https://www.unikeyic.com/products/pushbutton-switches/a165l-tra-5d-1/30555414.html
A165LJA | OMRON | 1: 5.8685 10: 5.2582 25: 5.2582 50: 5.1643 100: 5.1643 | OmronBlue rectangular pushbutton lens, used forA16 series LED/Incandescent Pushbutton Switch | [5 empty] | A165 |  | Blue | [7 empty] | - | A16 Series | Illumination Optional | [15 empty] | 1 (Unlimited) |  | Snap Fit | [6 empty] | Bulk | [7 empty] | A16 | Rectangular | 21.00mm L x 15.10mm W x 3.50mm H |  |  |  |  | Pushbutton |  |  |  | 17 | https://www.unikeyic.com/media/datasheet/15/e7/d17f/15/59ce5b8afe0564d16622770ae7dbdd06.pdf | https://www.unikeyic.com/products/pushbutton-switches/a165lja/30396100.html
A16L-JAM-24D-1 | OMRON | 1: 80.1917 | PUSHBUTTON，rectangle On-Mom SPDT circular-16.00(Dia) 2000000Cycles 30V 125V Blue 100000Cycles 5A(AC) SPDT welding mounting，panel mount 24mm(Length)*37.8mm(height) |  |  |  | No Marking | Rectangular, Button | A16 | SPDT |  | Blue |  |  | 5A (AC) |  |  | 100,000 Cycles | - |  |  |  | LED, Blue | 24 VDC | IP40 | [10 empty] | 2,000,000 Cycles | 1 (Unlimited) |  | Panel Mount, Front |  |  |  | -10°C ~ 55°C |  |  | Bulk |  | Circular - 16.00mm Dia | [5 empty] | A16 |  |  |  |  | On-Mom |  |  | Solder, Quick Connect - 0.110" (2.8mm) | 125 V |  | 8 | https://www.unikeyic.com/media/datasheet/36/e9/8256/36/b08ea96bb4888968d44b8c32406480f0.pdf | https://www.unikeyic.com/products/pushbutton-switches/a16l-jam-24d-1/346946.html
A16L-JG | OMRON | 1: 7.1393 | A16L series Lens cover, Used for Pushbuttons | [5 empty] | A16 |  | Green | [7 empty] | - | A16 Series | Illumination Optional | [15 empty] | 1 (Unlimited) |  | Snap Fit | [6 empty] | Bulk |  |  |  |  | 549755 |  |  | A16 | Rectangular | 21.00mm L x 15.10mm W x 3.50mm H |  |  |  |  | Pushbutton |  |  |  | 23 | https://www.unikeyic.com/media/datasheet/36/e9/8256/36/b08ea96bb4888968d44b8c32406480f0.pdf | https://www.unikeyic.com/products/pushbutton-switches/a16l-jg/33809630.html
A16L-JGA-24D-2 | OMRON | 1: 67.749 10: 60.5448 25: 57.078 50: 54.5724 100: 52.1748 | PUSHBUTTON，rectangle On-On DPDT circular-16.00(Dia) 200000Cycles 30V 125V green 100000Cycles 5A(AC) welding mounting，panel mount 24mm(Length)*37.8mm(height) |  |  |  | No Marking | Rectangular, Button | A16 | DPDT |  | Green |  |  | 5A (AC) |  |  | 100,000 Cycles | - |  |  |  | LED, Green | 24 VDC | IP40 | [10 empty] | 200,000 Cycles | 1 (Unlimited) |  | Panel Mount, Front |  |  |  | -10°C ~ 55°C |  |  | Bulk |  | Circular - 16.00mm Dia |  |  | 547749 |  |  | A16 |  |  |  |  | On-On |  |  | Solder, Quick Connect - 0.110" (2.8mm) | 125 V |  | 1 | https://www.unikeyic.com/media/datasheet/6d/79/1fb4/6d/7dc735545f6c7cf3372689f948c2c7a9.pdf | https://www.unikeyic.com/products/pushbutton-switches/a16l-jga-24d-2/30332238.html
A16L-TYM-24D-1 | OMRON | 1: 56.0614 10: 48.3548 25: 45.5828 50: 43.5876 100: 41.6761 250: 39.2716 | circular，PUSHBUTTON On-Mom SPDT circular-16.00(Dia) 2000000Cycles 30V 125V yellow 100000Cycles 5A(AC) SPDT welding mounting，panel mount 18mm(Length)*37.8mm(height) |  |  |  | No Marking | Round, Button | A16 | SPDT |  | Yellow |  |  | 5A (AC) |  |  | 100,000 Cycles | - |  |  |  | LED, Yellow | 24 VDC | IP40 | [10 empty] | 2,000,000 Cycles | 1 (Unlimited) |  | Panel Mount, Front |  |  |  | -10°C ~ 55°C |  |  | Bulk |  | Circular - 16.00mm Dia |  |  | 547952 |  |  | A16 |  |  |  |  | On-Mom |  |  | Solder, Quick Connect - 0.110" (2.8mm) | 125 V |  | 2 | https://www.unikeyic.com/media/datasheet/36/e9/8256/36/b08ea96bb4888968d44b8c32406480f0.pdf | https://www.unikeyic.com/products/pushbutton-switches/a16l-tym-24d-1/1114201.html
A22-20S | OMRON | 1: 99.3708 10: 85.6958 25: 80.7741 50: 77.2314 100: 73.8375 | DPST 24V snap fit，threaded mounting | Omron, A22 |  |  |  |  | A22-20 | DPST-NO |  |  | 10A @ 110VAC | [23 empty] | 1 (Unlimited) | [8 empty] | Bulk |  |  | Switch Body |  | 455985 |  |  | A22 | [7 empty] | Screw Terminal |  |  | 3 | https://www.unikeyic.com/media/datasheet/74/f0/32c5/74/b164736c6be3d6e6187ccc67a8a5c193.pdf | https://www.unikeyic.com/products/pushbutton-switches/a22-20s/33906970.html
A22E-M-01 | OMRON | 1: 48.1138 | Omron emergency button, A22Eseries, panel, 1 Normally closed contact | [5 empty] | A22E | SPST-NC |  |  |  |  | 10A (AC/DC) |  |  |  | - |  |  |  |  | - | IP65 - Dust Tight, Oil and Water Resistant | [11 empty] | 1 (Unlimited) |  | Panel Mount, Front |  |  |  | -20°C ~ 70°C |  |  | Bulk |  | Circular - 22.30mm Dia |  | Twist | 456041 |  |  | A22E |  |  |  |  | On-Off |  |  | Screw Terminal | 110 V | 24 V | 103 | https://www.unikeyic.com/media/datasheet/c0/b9/5738/c0b95738cdb1ea11832071b8af568534.pdf | https://www.unikeyic.com/products/pushbutton-switches/a22e-m-01/29773135.html
A22EL-M-24A-02B | OMRON | 1: 332.424 5: 289.926 10: 273.2983 25: 252.7286 | circular，PUSHBUTTON，mushroom shape On-Off DPST-NC circular-22.30(Dia) 300000Cycles 24V 110V red 300000Cycles 10A(AC/DC) base mount，threaded mounting | [5 empty] | A22E | DPST-NC |  |  |  |  | 10A (AC/DC) |  |  |  | Illuminated (Red) |  |  |  |  | 24 VAC/DC | IP65 - Dust Tight, Water Resistant | [11 empty] | 1 (Unlimited) |  | Chassis Mount |  |  |  | -20°C ~ 55°C |  |  | Bulk |  | Circular - 22.30mm Dia |  | Twist | 4076535 |  |  | A22E |  |  |  |  | On-Off |  |  | Screw Terminal | 110 V | 24 V | 4 | https://www.unikeyic.com/media/datasheet/c0/b9/5738/c0b95738cdb1ea11832071b8af568534.pdf | https://www.unikeyic.com/products/pushbutton-switches/a22el-m-24a-02b/30774485.html
A22NE-M-P002-N | OMRON | 1: 56.0772 | Omron emergency button, A22NEseries, Opening diameter22mm, panel, 1 Normally closed contact | [5 empty] | A22NE | SPST-NC |  |  |  |  | 10A (AC), 8A (DC) |  |  |  | - |  |  |  |  | - | IP65 - Dust Tight, Oil and Water Resistant | [11 empty] | Not Applicable |  | Panel Mount, Front |  |  |  | -20°C ~ 70°C |  |  | Tray |  | Circular - 22.30mm Dia |  | Twist | 9190903 |  |  | A22NE-P |  |  |  |  | On-Off |  |  | Spring Terminal | 120 V | 24 V | 2 | https://www.unikeyic.com/media/datasheet/f5/45/8aed/f5/a8b9cd90dd73893c74a9008e28833a8a.pdf | https://www.unikeyic.com/products/pushbutton-switches/a22ne-m-p002-n/789010.html
A22NE-M-P202-N | OMRON | 1: 67.7597 | circular，PUSHBUTTON，mushroom shape open-shut DPST-NC circular-diameter22.30 300000Cycles 120V 300000Cycles 10A(AC)，8A(DC) clip mounting，threaded mounting，panel mount | [5 empty] | A22NE | DPST-NC |  |  |  |  | 10A (AC), 8A (DC) |  |  |  | - |  |  |  |  | - | IP65 - Dust Tight, Oil and Water Resistant | [11 empty] | Not Applicable |  | Panel Mount, Front |  |  |  | -20°C ~ 70°C |  |  | Tray |  | Circular - 22.30mm Dia |  | Twist |  |  |  | A22NE-P |  |  |  |  | On-Off |  |  | Spring Terminal | 120 V | 24 V | 4 | https://www.unikeyic.com/media/datasheet/f5/45/8aed/f5/a8b9cd90dd73893c74a9008e28833a8a.pdf | https://www.unikeyic.com/products/pushbutton-switches/a22ne-m-p202-n/203877.html
A22NE-M-PD02-C | OMRON | 1: 117.3526 5: 102.3589 10: 96.4966 25: 89.2456 50: 84.1133 100: 79.2654 | SWITCH ESTOP TWIST RESET 5A 125V | [5 empty] | A22NE | DPST-NC |  |  |  |  | 5A (AC), 2A (DC) |  |  |  | - |  |  |  |  | 24 VAC/DC | IP65 - Dust Tight, Water Resistant | [11 empty] | Not Applicable |  | Panel Mount, Front |  |  |  | -20°C ~ 55°C |  |  | Bulk |  | Circular - 22.30mm Dia |  | Twist |  |  |  | A22NE-PD |  |  |  |  | On-Off |  |  | Spring Terminal | 125 V | 30 V | 4 | https://www.unikeyic.com/media/datasheet/f5/45/8aed/f5/a8b9cd90dd73893c74a9008e28833a8a.pdf | https://www.unikeyic.com/products/pushbutton-switches/a22ne-m-pd02-c/50006.html
A22NE-S-P222-N | OMRON | 1: 81.2988 | Omron emergency button, A22NEseries, Opening diameter22mm, panel, 3 Normally closed contact | [5 empty] | A22NE | 3PST-NC |  |  |  |  | 5A (AC), 2A (DC) |  |  |  | - |  |  |  |  | - | IP65 - Dust Tight, Oil and Water Resistant | [11 empty] | Not Applicable |  | Panel Mount, Front |  |  |  | -20°C ~ 70°C |  |  | Box |  | Circular - 22.30mm Dia |  | Twist | 12229505 |  |  | A22NE-P |  |  |  |  | On-Off |  |  | Spring Terminal | 125 V | 30 V | 5 | https://www.unikeyic.com/media/datasheet/b9/24/8536/b924853634e9ede673fd3e8b426faed6.pdf | https://www.unikeyic.com/products/pushbutton-switches/a22ne-s-p222-n/33657155.html
A22NL-BPM-TWA-G100-WC | OMRON | 1: 36.5129 10: 31.5049 25: 29.701 50: 28.4027 100: 27.1591 250: 25.5947 | Round Button, Off-Mom SPST-NO, Round-22.30(Dia), 5M Cycles, 24V, 120V, White, 500k Cycles, 10A(AC), 8A(DC), Threaded Mount, Panel Mount |  |  |  | No Marking | Round, Button | A22NL | SPST-NO |  | Clear (White Filter/Diffuser) |  |  | 10A (AC), 8A (DC) |  |  | 500,000 Cycles | - |  |  |  | LED, White | 24 VAC/DC | IP66 - Dust Tight, Water Resistant | [10 empty] | 5,000,000 Cycles | 1 (Unlimited) |  | Panel Mount, Front |  |  |  | -25°C ~ 55°C |  |  | Bulk |  | Circular - 22.30mm Dia | [5 empty] | A22NL |  |  |  |  | Off-Mom |  |  | Screw Terminal | 120 V | 24 V | 3 | https://www.unikeyic.com/media/datasheet/78/34/6470/78/b332da6d3a00b25fff392727cdf3fab8.pdf | https://www.unikeyic.com/products/pushbutton-switches/a22nl-bpm-twa-g100-wc/33490619.html
A22NN-BNM-NBA-G100-NN | OMRON | 1: 18.5759 10: 16.0297 25: 15.1141 50: 14.4548 100: 13.8233 250: 13.029 500: 12.4573 | Round Flat Top Button Switch, Off-Mom SPST-NO, Round 22.30mm(Dia), 5000000 Cycles, 24V, 120V, 500000 Cycles, 10A(AC)/8A(DC), Threaded Mount, Panel Mount, 30mm(L) × 56.3mm(H) |  |  |  | No Marking | Round, Button, Flush | A22NN | SPST-NO |  | Black |  |  | 10A (AC), 8A (DC) |  |  | 500,000 Cycles | - |  |  |  | - | - | IP66 - Dust Tight, Water Resistant | [10 empty] | 5,000,000 Cycles | 1 (Unlimited) |  | Panel Mount, Front |  |  |  | -25°C ~ 70°C |  |  | Bulk |  | Circular - 22.30mm Dia | [5 empty] | A22NN |  |  |  |  | Off-Mom |  |  | Screw Terminal | 120 V | 24 V | 13 | https://www.unikeyic.com/media/datasheet/78/34/6470/78/b332da6d3a00b25fff392727cdf3fab8.pdf | https://www.unikeyic.com/products/pushbutton-switches/a22nn-bnm-nba-g100-nn/29784915.html
A22NN-BNM-NYA-G002-NN | OMRON | 1: 18.5759 10: 16.0297 25: 15.1141 50: 14.4548 100: 13.8233 250: 13.029 500: 12.4573 | circular，short hair，PUSHBUTTON On-Mom SPST-NC circular-22.30(Dia) 5000000Cycles 24V 120V 500000Cycles 10A(AC)，8A(DC) threaded mounting，panel mount 30mm(Length)*56.3mm(height) |  |  |  | No Marking | Round, Button, Flush | A22NN | SPST-NC |  | Yellow |  |  | 10A (AC), 8A (DC) |  |  | 500,000 Cycles | - |  |  |  | - | - | IP66 - Dust Tight, Water Resistant | [10 empty] | 5,000,000 Cycles | 1 (Unlimited) |  | Panel Mount, Front |  |  |  | -25°C ~ 70°C |  |  | Bulk |  | Circular - 22.30mm Dia | [5 empty] | A22NN |  |  |  |  | On-Mom |  |  | Screw Terminal | 120 V | 24 V | 35 | https://www.unikeyic.com/media/datasheet/78/34/6470/78/b332da6d3a00b25fff392727cdf3fab8.pdf | https://www.unikeyic.com/products/pushbutton-switches/a22nn-bnm-nya-g002-nn/33612054.html
A22NN-BPM-NWA-G100-NN | OMRON | 1: 18.5759 10: 16.0297 25: 15.1141 50: 14.4548 100: 13.8233 250: 13.029 500: 12.4573 | Round Button Switch, Off-Mom SPST-NO, 22.30mm Dia, 5M Cycles @ 24V, 500k Cycles @ 120V, 10A AC/8A DC, Thread Mount, Panel Mount |  |  |  | No Marking | Round, Button | A22NN | SPST-NO |  | White |  |  | 10A (AC), 8A (DC) |  |  | 500,000 Cycles | - |  |  |  | - | - | IP66 - Dust Tight, Water Resistant | [10 empty] | 5,000,000 Cycles | 1 (Unlimited) |  | Panel Mount, Front |  |  |  | -25°C ~ 70°C |  |  | Bulk |  | Circular - 22.30mm Dia | [5 empty] | A22NN |  |  |  |  | Off-Mom |  |  | Screw Terminal | 120 V | 24 V | 289 | https://www.unikeyic.com/media/datasheet/78/34/6470/78/b332da6d3a00b25fff392727cdf3fab8.pdf | https://www.unikeyic.com/products/pushbutton-switches/a22nn-bpm-nwa-g100-nn/29631541.html
A22NN-RPM-NGA-G102-NN | OMRON | 1: 22.0212 10: 19.0058 | circular，PUSHBUTTON shut-Instantaneous，open-Instantaneous DPST-NO/NC circular-diameter22.30 5000000Cycles 24V 120V 500000Cycles 10A(AC)，8A(DC) threaded mounting，panel mount |  |  |  | No Marking | Round, Button | A22NN | DPST-NO/NC |  | Green |  |  | 10A (AC), 8A (DC) |  |  | 500,000 Cycles | - |  |  |  | - | - | IP66 - Dust Tight, Water Resistant | [10 empty] | 5,000,000 Cycles | 1 (Unlimited) |  | Panel Mount, Front |  |  |  | -25°C ~ 70°C |  |  | Bulk |  | Circular - 22.30mm Dia |  |  | 5603086 |  |  | A22NN |  |  |  |  | On-Mom, Off-Mom |  |  | Screw Terminal | 120 V | 24 V | 19 | https://www.unikeyic.com/media/datasheet/78/34/6470/78/b332da6d3a00b25fff392727cdf3fab8.pdf | https://www.unikeyic.com/products/pushbutton-switches/a22nn-rpm-nga-g102-nn/1365230.html
A22NZ-S-P2A | OMRON | 1: 21.2522 | Omron Button contacts, A22Nseries, 2 Normally open contact | Omron, A22N |  |  |  |  | A22NZ | DPST-NO |  |  | 10A @ 120VAC | [23 empty] | Not Applicable | [8 empty] | Box |  |  | Switch Body |  | 7597270 |  |  | A22N | [7 empty] | Screwless Clamp |  |  | 41 | https://www.unikeyic.com/media/datasheet/e5/e7/7a03/e5e77a0327388e7292b74fc09918d5fc.pdf | https://www.unikeyic.com/products/pushbutton-switches/a22nz-s-p2a/189633.html
A22TK-2RL-01-K16 | OMRON | 1: 323.9028 | SWITCH KEYLCK 2POS SPST 10A 110V |  |  |  |  | Tubular Key | A22TK | SPST-NC |  |  |  |  | 10A (AC/DC) |  |  | 100,000 Cycles | IP65 | [16 empty] | 100,000 Cycles | Not Applicable |  | Panel Mount |  |  |  | -20°C ~ 70°C |  |  | Bulk |  | Circular - 22.30mm Dia | [5 empty] | A22TK |  |  |  |  | On-Off |  |  | Screw Terminal | 110 V | 24 V | 6 | https://www.unikeyic.com/media/about_us/Unikey_ISO_9001_Certification.pdf | https://www.unikeyic.com/products/pushbutton-switches/a22tk-2rl-01-k16/32760131.html
A3AA-90K1-00A | OMRON | 1: 22.3257 10: 19.266 25: 18.1645 50: 17.3717 100: 16.6124 250: 15.6572 500: 14.9697 | Square Button Momentary Contact SPST 30V 250V 50000Cycles 6A welding mounting，panel mount 15.2mm(Length)*21.5mm(height) |  |  |  | No Marking | Square, Button | A3AA-90K | SPST-NO |  | Blue |  |  | 6A (AC), 4A (DC) |  |  | 50,000 Cycles | - |  |  |  | - | - | IP00 | [10 empty] | 1,000,000 Cycles | 1 (Unlimited) |  | Panel Mount, Rear |  |  |  | -10°C ~ 55°C |  |  | Bulk |  | Square - 11.50mm x 11.50mm |  |  | 1811265 |  |  | A3A |  |  |  |  | Off-Mom |  |  | Solder Lug | 125 V | 30 V | 7 | https://www.unikeyic.com/media/datasheet/12/b0/4604/12/f88de3e5fa6275e71029d2987ec54691.pdf | https://www.unikeyic.com/products/pushbutton-switches/a3aa-90k1-00a/33582428.html
A3AA-90L1-00R | OMRON | 1: 19.926 10: 17.1947 | Square Button Alternate Contact SPST 50000Cycles 30V 250V 50000Cycles 6A welding mounting，panel mount 15.2mm(Length)*21.5mm(height) |  |  |  | No Marking | Square, Button | A3AA-90L | SPST-NO |  | Red |  |  | 6A (AC), 4A (DC) |  |  | 50,000 Cycles | - |  |  |  | - | - | IP00 | [10 empty] | 50,000 Cycles | 1 (Unlimited) |  | Panel Mount, Rear |  |  |  | -10°C ~ 55°C |  |  | Bulk |  | Square - 11.50mm x 11.50mm |  |  | 1811286 |  |  | A3A |  |  |  |  | Off-On |  |  | Solder Lug | 125 V | 30 V | 10 | https://www.unikeyic.com/media/datasheet/12/b0/4604/12/f88de3e5fa6275e71029d2987ec54691.pdf | https://www.unikeyic.com/products/pushbutton-switches/a3aa-90l1-00r/33629835.html
A3AT91K100EY | OMRON | 1: 34.8279 10: 30.0461 25: 28.3265 50: 27.0887 100: 25.9028 250: 24.411 | circular，PUSHBUTTON Off-Mom SPST-NO 1000000Cycles 30V 125V yellow 50000Cycles 6A(AC)，4A(DC) Through hole mounting 15.2mm(Length)*18mm(height) |  |  |  | No Marking | Round, Button | A3AT | SPST-NO |  | Yellow |  |  | 6A (AC), 4A (DC) |  |  | 50,000 Cycles | - |  |  |  | LED, Yellow | 2.1 VDC | IP00 | [10 empty] | 1,000,000 Cycles | 1 (Unlimited) |  | Through Hole |  |  |  | -10°C ~ 55°C |  |  | Bulk |  | - |  |  | 1811342 |  |  | A3A |  |  |  |  | Off-Mom |  |  | PC Pin | 125 V | 30 V | 10 | https://www.unikeyic.com/media/datasheet/12/b0/4604/12/f88de3e5fa6275e71029d2987ec54691.pdf | https://www.unikeyic.com/products/pushbutton-switches/a3at91k100ey/1168781.html
A3CA-500W | OMRON | 1: 10.4881 5: 10.0686 10: 9.3974 20: 9.2296 50: 9.2296 | white snap-on mounting，snap fit 11.8mm*11.8mm*3.5mm | [5 empty] | A3CA-500 |  | White | [7 empty] | - | A3C Series | Illuminated | [15 empty] | 1 (Unlimited) |  | Snap Fit | [6 empty] | Bulk |  |  |  |  | 1811368 |  |  | A3C | Square | 11.80mm L x 11.80mm W x 3.50mm H |  |  |  |  | Pushbutton |  |  |  | 30 | https://www.unikeyic.com/media/datasheet/a1/89/9f72/a1/54e2b353bfac7330dc709d3422f48b06.pdf | https://www.unikeyic.com/products/pushbutton-switches/a3ca-500w/30766614.html
A3CJ-90A0-G | OMRON | 1: 62.4996 10: 53.9147 25: 50.8226 50: 48.5974 100: 46.4652 | PUSHBUTTON，rectangle Off-Mom，On-Mom DPST-NO/NC circular-12.00(Dia) 1000000Cycles 30V 125V 100000Cycles 1A(AC/DC) welding mounting，panel mount 18mm(Length)*36mm(height) |  |  |  | No Marking | Rectangular, Button | A3CJ-90A | DPST-NO/NC |  | Green |  |  | 1A (AC/DC) |  |  | 100,000 Cycles | - |  |  |  | - | - | IP40 | [10 empty] | 1,000,000 Cycles | 1 (Unlimited) |  | Panel Mount, Front |  |  |  | -10°C ~ 55°C |  |  | Bulk |  | Circular - 12.00mm Dia |  |  | 1811393 |  |  | A3C |  |  |  |  | On-Mom, Off-Mom |  |  | Solder Lug | 125 V | 30 V | 2 | https://www.unikeyic.com/media/datasheet/a1/89/9f72/a1/54e2b353bfac7330dc709d3422f48b06.pdf | https://www.unikeyic.com/products/pushbutton-switches/a3cj-90a0-g/79402.html
A3DA-500Y | OMRON | 1: 16.4267 10: 15.4512 50: 14.9665 100: 14.7847 250: 14.2999 | OmronYellow Square Button Lens, used forA3D series | Omron, A3D |  |  |  | Pushbutton, Square | A3DA | [11 empty] | Illuminated - Yellow | [15 empty] | 1 (Unlimited) | [8 empty] | Bulk |  | 8mm (Round) | Contact Block(s) |  | 1811423 |  |  | A3D | [10 empty] | 1 | https://www.unikeyic.com/media/datasheet/3f/d3/e7ce/3f/15353bad90d1b3d4c26ae8dbd8bb13b8.pdf | https://www.unikeyic.com/products/pushbutton-switches/a3da-500y/30611693.html
A3DA-7112 | OMRON | 1: 35.9316 10: 31.0046 25: 29.2296 50: 27.9519 100: 26.7281 250: 25.1885 | SPST-NO snap fit | Omron, A3D |  |  |  |  | A3DA | SPST-NO |  |  | 0.1A @ 30VDC | [23 empty] | 1 (Unlimited) | [8 empty] | Bulk |  |  | Switch Body |  | 1811426 |  |  | A3D | [7 empty] | PC Pin |  |  | 5 | https://www.unikeyic.com/media/datasheet/3f/d3/e7ce/3f/15353bad90d1b3d4c26ae8dbd8bb13b8.pdf | https://www.unikeyic.com/products/pushbutton-switches/a3da-7112/34092577.html
A3DT-500R | OMRON | 1: 8.8876 5: 8.5321 10: 7.9633 20: 7.8211 50: 7.8211 | OmronRed Round Pushbutton Lens, used forA3D series | Omron, A3D |  |  |  | Pushbutton, Round | A3DT | [11 empty] | Illuminated - Red | [15 empty] | 1 (Unlimited) | [8 empty] | Bulk |  | 8mm (Round) | Contact Block(s) |  | 1811437 |  |  | A3D | [10 empty] | 84 | https://www.unikeyic.com/media/datasheet/3f/d3/e7ce/3f/15353bad90d1b3d4c26ae8dbd8bb13b8.pdf | https://www.unikeyic.com/products/pushbutton-switches/a3dt-500r/29714071.html
A3PA-5701-12E | OMRON | 1: 85.6332 | Pushbutton, Square, Snap-In Mount, 5A | Omron, A3P |  |  |  | Pushbutton, Square | A3PA | [11 empty] | Illuminated - White | [15 empty] | 1 (Unlimited) | [8 empty] | Bulk |  | - | Contact Block(s) |  | 1811460 |  |  | A3P | [10 empty] | 5 | https://www.unikeyic.com/media/datasheet/d4/a3/95d0/a0/b64354cfb7a53269c7dd7a638622957e.pdf | https://www.unikeyic.com/products/pushbutton-switches/a3pa-5701-12e/1098371.html
A3PA70201 | OMRON | 1: 98.6585 10: 89.3398 25: 85.878 50: 83.3483 100: 80.8921 | SPDT 5A welding mounting | Omron, A3P |  |  |  |  | A3PA | SPDT |  |  | 5A @ 125VAC | [23 empty] | 1 (Unlimited) | [8 empty] | Bulk |  |  | Switch Body |  |  |  |  | A3P | [7 empty] | Solder, Quick Connect - 0.110" (2.8mm) |  |  | 6 | https://www.unikeyic.com/media/datasheet/d4/a3/95d0/56/9e029f7b9a89782f32b294262fff6bd9.pdf | https://www.unikeyic.com/products/pushbutton-switches/a3pa70201/615553.html
A3PA90A1124EG | OMRON | 1: 141.6312 10: 122.1221 25: 115.0986 50: 110.0438 100: 105.2003 | Square Button On-Mom SPDT rectangle-23.50x22.50 1000000Cycles 30V 125V green 100000Cycles 5A SPDT snap-in mounting，snap fit，welding mounting，panel mount 59.3mm(height) |  |  |  | No Marking | Square, Button | A3PA | SPDT |  | Green |  |  | 5A (AC), 4A (DC) |  |  | 100,000 Cycles | - |  |  |  | LED, Green | 24 VDC | IP40 | [10 empty] | 1,000,000 Cycles | 1 (Unlimited) |  | Panel Mount, Snap-In |  |  |  | -10°C ~ 40°C |  |  | Bulk |  | Rectangular - 23.50mm x 22.50mm |  |  | 1811491 |  |  | A3P |  |  |  |  | On-Mom |  |  | Solder, Quick Connect - 0.110" (2.8mm) | 125 V | 30 V | 2 | https://www.unikeyic.com/media/datasheet/d4/a3/95d0/a0/b64354cfb7a53269c7dd7a638622957e.pdf | https://www.unikeyic.com/products/pushbutton-switches/a3pa90a1124eg/33848093.html
A3PJ-7020 | OMRON | 1: 92.4127 10: 83.685 25: 80.4425 50: 78.073 100: 75.7721 | SPDT SPDT Solder Mount | Omron, A3P |  |  |  |  | A3PJ | SPDT |  |  | 5A @ 125VAC | [23 empty] | 1 (Unlimited) | [8 empty] | Bulk |  |  | Switch Body |  |  |  |  | A3P | [7 empty] | Solder, Quick Connect - 0.110" (2.8mm) |  |  | 5 | https://www.unikeyic.com/media/datasheet/d4/a3/95d0/a0/b64354cfb7a53269c7dd7a638622957e.pdf | https://www.unikeyic.com/products/pushbutton-switches/a3pj-7020/29499564.html
A3U-TMK-A2C-M | OMRON | 1: 46.0985 | Round Flat Head Button On-Mom DPDT Round-25.20(Dia) 1000000Cycles 30V 200000Cycles 100mA(DC) Panel Mount |  |  |  | No Marking | Round, Button, Flush | A3U-TMK | DPDT |  | Clear (Black Filter/Diffuser) |  |  | 100mA (DC) |  |  | 200,000 Cycles | - |  |  |  | - | - | IP40 | [10 empty] | 1,000,000 Cycles | 1 (Unlimited) |  | Panel Mount, Front |  |  |  | -20°C ~ 70°C |  |  | Bulk |  | Circular - 25.20mm Dia | [5 empty] | A3U |  |  |  |  | On-Mom |  |  | Connector |  | 30 V | 5 | https://www.unikeyic.com/media/datasheet/46/aa/a5d6/46/c9754ef16d7f9cebe03611350d8c2420.pdf | https://www.unikeyic.com/products/pushbutton-switches/a3u-tmk-a2c-m/30582200.html
A4E-B200SS | OMRON |  | PUSHBUTTON，rectangle Off-On-Off DPST-NO rectangle-34.50x9.50 100000Cycles 24V 125V 100000Cycles 1A(AC)，300mA(DC) welding mounting，panel mount |  |  |  | No Marking | Rectangular, Button | A4E-B | DPST-NO |  | Black |  |  | 1A (AC), 300mA (DC) |  |  | 100,000 Cycles | - |  |  |  | - | - | IP65 - Dust Tight, Water Resistant | [10 empty] | 100,000 Cycles | 1 (Unlimited) |  | Panel Mount, Front |  |  |  | -10°C ~ 55°C |  |  | Bulk |  | Rectangular - 34.50mm x 9.50mm |  |  | 4076743 |  |  | A4E |  |  |  |  | Off-On-Off |  |  | Solder Lug | 125 V | 24 V |  | https://www.unikeyic.com/media/datasheet/99/20/987a/99/1cee1ba8c7c69f0994e1ac85f3e45d8b.pdf | https://www.unikeyic.com/products/pushbutton-switches/a4e-b200ss/375228.html
A4EG-C000041 | OMRON | 1: 385.5492 3: 370.0095 5: 365.316 | Omron Enabling Switch, A4EGseries, 2 No + 1 NC, Plastic shell, IP66 |  |  |  | No Marking | - | A4EG | - |  | - |  |  | - |  |  | 100,000 Cycles | - |  |  |  | - | - | IP66 - Dust Tight, Water Resistant | [10 empty] | - | 1 (Unlimited) |  | Free Hanging |  |  |  | -10°C ~ 55°C |  |  | Bulk |  | - |  |  | 4076752 |  |  | A4EG |  |  |  |  | - |  |  | Screw Terminal |  |  | 8 | https://www.unikeyic.com/media/datasheet/53/45/e84b/5345e84b02b0cdf0792ae718b465b881.pdf | https://www.unikeyic.com/products/pushbutton-switches/a4eg-c000041/30282950.html
AB1M-M1-R | IDEC | 5: 5.3453 |  |  | - | [8 empty] | - |  |  | - |  |  |  |  | - | [10 empty] | - | - | - |  |  | welding mounting, panel mount |  |  | -25℃~55℃ |  |  |  | SPDT |  | - | [9 empty] | - | - | [6 empty] | 100 | https://www.unikeyic.com/media/about_us/Unikey_ISO_9001_Certification.pdf | https://www.unikeyic.com/products/pushbutton-switches/ab1m-m1-r/459956.html
AB6E-3BV02PRH | IDEC | 1: 39.4037 5: 38.7001 10: 38.7001 20: 37.9965 50: 37.9965 | Idec Chrome push button switch, panel mount, Latching operation, Panel opening diameter16.2mm, No indicator light, SPDT |  | Pushbutton type | [8 empty] | - |  | AB6E-3BV02PRH IDEC | - |  |  |  |  | - | [10 empty] | - | - | - |  |  | welding mounting, panel mount |  |  | -25℃~120℃ | [5 empty] | 16.2mm | [9 empty] | SPDT | - | [6 empty] | 26 | https://www.unikeyic.com/media/datasheet/f4/49/d73c/f4/3caaa9f5f4a68237da9fffc33a1555bd.pdf | https://www.unikeyic.com/products/pushbutton-switches/ab6e-3bv02prh/33852182.html
AB6H-M2PG | APEM | 1: 33.3571 | APEM AB6H-M2PG Push Button Switch |  | - | [8 empty] | - |  |  | - |  |  |  |  | - | [10 empty] | - | - | - | [11 empty] | - | [9 empty] | - | - | [6 empty] | 20 | https://www.unikeyic.com/media/about_us/Unikey_ISO_9001_Certification.pdf | https://www.unikeyic.com/products/pushbutton-switches/ab6h-m2pg/1001053232.html
AB6M-M1P-B | IDEC | 1: 17.5085 5: 15.6876 10: 15.4075 25: 15.4075 50: 15.1273 100: 15.1273 250: 15.1273 | Idec black button switch, panel mount, Instantaneous operation, Panel opening diameter16.2mm, No indicator light, SPDT |  |  |  | No Marking | Round, Button | AB6M | SPDT |  | Black |  |  | 1A (AC/DC) |  |  | 100,000 Cycles | - |  |  |  | - | - | IP65 - Dust Tight, Oil and Water Resistant | [10 empty] | 1,000,000 Cycles | Not Applicable |  | Panel Mount, Front |  |  |  | -25°C ~ 55°C |  |  | Bulk |  | Circular - 16.20mm Dia |  |  | 8344435 |  |  | A6 |  |  |  |  | On-Mom |  |  | Solder, Quick Connect - 0.110" (2.8mm) | 120 V | 24 V | 49 | https://www.unikeyic.com/media/datasheet/d3/d7/fc4d/d3/0db2c1d9184d798bb9245ad8493fd196.pdf | https://www.unikeyic.com/products/pushbutton-switches/ab6m-m1p-b/217406.html
AB6M-M1P-G | IDEC | 1: 17.0114 5: 15.2422 10: 14.97 25: 14.97 50: 14.6978 100: 14.6978 250: 14.6978 | Round Button Momentary Contact SPDT circular-16.2 1000000Cycles 250V 250V 100000Cycles welding mounting，panel mount |  | Round Button | [8 empty] | - |  | AB6M-M1P-G IDEC | 100000Cycles |  |  |  |  | - | [10 empty] | 250V | 250V | 1000000Cycles |  |  | welding mounting, panel mount |  |  | -25℃~55℃ | [5 empty] | circular-16.2 | [5 empty] | bulk |  |  |  | SPDT | Momentary Contact | [6 empty] | 61 | https://www.unikeyic.com/media/datasheet/30/6a/51ba/30/d878e07d5cce7ec5f20af162910f9f2a.pdf | https://www.unikeyic.com/products/pushbutton-switches/ab6m-m1p-g/30578214.html
ABB1SFA611102R3102 | ABB | 1: 19.0895 | ABB Mushroom button, MP3 series, circular, Instantaneous, Opening diameter22.5mm |  | - | [8 empty] | - |  |  | - |  |  |  |  | - | [10 empty] | - | - | - | [11 empty] | - | [9 empty] | - | - | [6 empty] | 2 | https://www.unikeyic.com/media/about_us/Unikey_ISO_9001_Certification.pdf | https://www.unikeyic.com/products/pushbutton-switches/abb1sfa611102r3102/9090788.html
ABB1SFA611621R2081 | ABB | 1: 30.2198 | ABB Contact Block and Light Block, MLBLseries, 380V AC |  | - | [8 empty] | - |  |  | - |  |  |  |  | red | [10 empty] | - | - | - |  |  | threaded mounting | [8 empty] | - | [9 empty] | - | - | [6 empty] | 2 | https://www.unikeyic.com/media/about_us/Unikey_ISO_9001_Certification.pdf | https://www.unikeyic.com/products/pushbutton-switches/abb1sfa611621r2081/24161860.html
ABB1SFA611621R2082 | ABB | 1: 20.0283 | ABB Contact Block and Light Block, MLBLseries, 380V AC |  | - | [8 empty] | - |  |  | - |  |  |  |  | green | [10 empty] | - | - | - |  |  | threaded mounting | [8 empty] | - | [9 empty] | - | - | [6 empty] | 1 | https://www.unikeyic.com/media/about_us/Unikey_ISO_9001_Certification.pdf | https://www.unikeyic.com/products/pushbutton-switches/abb1sfa611621r2082/6387830.html
ABD111NUB | IDEC | 1: 33.1135 5: 33.1135 10: 32.5222 25: 31.9308 50: 31.9308 100: 31.9308 250: 31.9308 5,000: 31.9308 | PB SWITCH, SPST-NO/NC, 10A, 110V, SCREW; Product Range:TWND Series; Panel Cutout Diameter:30.5mm; Contact Configuration:SPST-NO, SPST-NC; Switch Operation:Momentary; Pushbutton Actuator Style:Round; A 59AC8934 |  |  |  | No Marking | Round, Button, Flush | ABD111 | DPST-NO/NC |  | Black |  |  | 10A (AC), 8A (DC) |  |  | - | - |  |  |  | - | - | IP65 - Dust Tight, Water Resistant | [10 empty] | 5,000,000 Cycles | 1 (Unlimited) |  | Panel Mount, Front |  |  |  | -25°C ~ 70°C |  |  | Bulk |  | Circular - 30.50mm Dia |  |  | 9468491 |  |  | TWND |  |  |  |  | On-Mom, Off-Mom |  |  | Screw Terminal | 110 V | 24 V | 37 | https://www.unikeyic.com/media/about_us/Unikey_ISO_9001_Certification.pdf | https://www.unikeyic.com/products/pushbutton-switches/abd111nub/30236264.html
ABW410-G | IDEC | 1: 29.2734 10: 25.2536 25: 23.8091 50: 22.7693 100: 21.773 250: 20.5199 500: 19.618 | circular，PUSHBUTTON，mushroom shape Off-Mom SPST-NO circular-22.30(Dia) 5000000Cycles 24V 110V 10000000Cycles 10A(AC)，8A(DC) threaded mounting，panel mount 40mm(Length)*91mm(height) |  |  |  | No Marking | Round, Button, Mushroom | ABW410 | SPST-NO |  | Green |  |  | 10A (AC), 8A (DC) |  |  | - | - |  |  |  | - | - | IP65 - Dust Tight, Water Resistant | [10 empty] | 5,000,000 Cycles | Not Applicable |  | Panel Mount, Front |  |  |  | -25°C ~ 50°C |  |  | Bulk |  | Circular - 22.30mm Dia |  |  | 8344856 |  |  | TW |  |  |  |  | Off-Mom |  |  | Screw Terminal | 110 V | 24 V | 31 | https://www.unikeyic.com/media/datasheet/97/43/c1b3/97/5b793b949798c06a650e626dd37c2666.pdf | https://www.unikeyic.com/products/pushbutton-switches/abw410-g/870212.html
AH1NGSG6 | Circuit Interruption Technology | 1: 27.6305 10: 23.8434 40: 21.8092 80: 20.8557 120: 20.3167 280: 19.2327 520: 18.4759 | Off-Mom, On-Mom DPST-NO/NC Round 19.00mm Dia 24V 125V Solder Mount, Panel Mount |  |  |  |  | Round, Button, Flush |  | DPST-NO/NC |  | Silver |  |  | 1A (AC/DC) |  |  | 50,000 Cycles | - |  |  |  | LED, Green | 6 VDC | IP67 - Dust Tight, Waterproof | [10 empty] | - | 1 (Unlimited) |  | Panel Mount, Front |  |  |  | -25°C ~ 70°C |  |  | Tray |  | Circular - 19.00mm Dia | [5 empty] | AH |  |  |  |  | On-Mom, Off-Mom |  |  | Solder, Quick Connect - 0.110" (2.8mm) | 125 V | 24 V | 5 | https://www.unikeyic.com/media/about_us/Unikey_ISO_9001_Certification.pdf | https://www.unikeyic.com/products/pushbutton-switches/ah1ngsg6/693505202.html
AL6M-M14-G | IDEC | 1: 20.1954 5: 18.849 10: 18.5125 25: 18.5125 50: 18.1759 100: 18.1759 250: 18.1759 5,000: 18.1759 | Round Button Momentary Contact SPDT circular-16.2 1000000Cycles 250V 250V green 100000Cycles welding mounting，panel mount |  | Round Button | [8 empty] | - |  | AL6M-M14-G IDEC | 100000Cycles |  |  |  |  | green | [10 empty] | 250V | 250V | 1000000Cycles |  |  | welding mounting, panel mount |  |  | -25℃~55℃ | [5 empty] | circular-16.2 | [9 empty] | SPDT | Momentary Contact | [6 empty] | 45 | https://www.unikeyic.com/media/datasheet/30/6a/51ba/30/d878e07d5cce7ec5f20af162910f9f2a.pdf | https://www.unikeyic.com/products/pushbutton-switches/al6m-m14-g/29689540.html
AL6M-M24-G | IDEC | 1: 30.9374 10: 25.5551 25: 23.7183 50: 22.4674 100: 21.3395 250: 20.0331 500: 19.1781 | SPDT 1000000Cycles 250V 250V green 100000Cycles welding mounting，panel mount |  | - | [8 empty] | - |  | AL6M-M24-G IDEC | 100000Cycles |  |  |  |  | green | [10 empty] | 250V | 250V | 1000000Cycles |  |  | welding mounting, panel mount |  |  | -25℃~55℃ | [5 empty] | - | [9 empty] | SPDT | - | [6 empty] | 32 | https://www.unikeyic.com/media/datasheet/30/6a/51ba/30/d878e07d5cce7ec5f20af162910f9f2a.pdf | https://www.unikeyic.com/products/pushbutton-switches/al6m-m24-g/30785539.html
AL6Q-M14-R | IDEC | 1: 27.9011 5: 26.041 10: 25.576 20: 25.576 50: 25.576 | Square Button Momentary Contact SPDT circular-16.2 1000000Cycles 250V 250V red 100000Cycles welding mounting，panel mount |  | Square Button | [8 empty] | - |  | AL6Q-M14-R IDEC | 100000Cycles |  |  |  |  | red | [10 empty] | 250V | 250V | 1000000Cycles |  |  | welding mounting, panel mount |  |  | -25℃~55℃ | [5 empty] | circular-16.2 | [9 empty] | SPDT | Momentary Contact | [6 empty] | 9 | https://www.unikeyic.com/media/datasheet/30/6a/51ba/30/d878e07d5cce7ec5f20af162910f9f2a.pdf | https://www.unikeyic.com/products/pushbutton-switches/al6q-m14-r/29690821.html
ALD2QH211DNUG | IDEC | 1: 78.9912 10: 68.1275 25: 64.2168 50: 61.4025 100: 58.7063 | 30MM PB IL MOM 120V 1NO1NC GRN | [5 empty] | ALD2QH211 | [27 empty] | 1 (Unlimited) | [8 empty] | Bulk | [7 empty] | * | [10 empty] | 28 | https://www.unikeyic.com/media/about_us/Unikey_ISO_9001_Certification.pdf | https://www.unikeyic.com/products/pushbutton-switches/ald2qh211dnug/152058.html
ALW29911D-G-24V | IDEC | 1: 47.606 5: 46.7559 10: 46.7559 25: 45.9058 50: 45.9058 100: 45.9058 250: 45.9058 | Extended Round Button Off-Mom，On-Mom DPST-NO/NC circular-22.00(Dia) 5000000Cycles 220V 600V green 10000000Cycles threaded mounting，panel mount 37mm(Length)*30mm(height) |  | Extended Round Button | [8 empty] | - |  |  | 10000000Cycles |  |  |  |  | green | [8 empty] | 37mm(Length)*30mm(height) |  | 600V | 220V | 5000000Cycles |  |  | threaded mounting, panel mount |  |  | -25℃~50℃ | [5 empty] | circular-22.00(Dia) | [5 empty] | bulk |  |  |  | DPST-NO/NC | Off-Mom, On-Mom | [6 empty] | 43 | https://www.unikeyic.com/media/about_us/Unikey_ISO_9001_Certification.pdf | https://www.unikeyic.com/products/pushbutton-switches/alw29911d-g-24v/33813436.html
AML21EBA2BB | Honeywell | 7: 15.983 18: 15.686 | Rectangular Button Alternate Contact SPDT welding mounting，panel mount |  |  |  | No Marking | [29 empty] | Vendor Undefined | [8 empty] | Bulk | [7 empty] | - | [10 empty] | 20 | https://www.unikeyic.com/media/datasheet/45/74/1db5/45/5ccadafa7051171dad05b71b796adaf3.pdf | https://www.unikeyic.com/products/pushbutton-switches/aml21eba2bb/29569897.html
AML21FBE3CD | Honeywell | 3: 53.933 6: 52.932 | 3A | [5 empty] | AML21 | [27 empty] | 1 (Unlimited) | [8 empty] | Bulk | [7 empty] | * | [10 empty] | 9 | https://www.unikeyic.com/media/datasheet/d8/bb/7d46/04/2c6aa31b94213f805ac4ea853ff11474.pdf | https://www.unikeyic.com/products/pushbutton-switches/aml21fbe3cd/344080.html
AML21GBA2CD | Honeywell | 1: 85.442 | Rectangular Button On-On 4PDT, 28.98mm x 19.05mm, 25000 Cycles, 24V, 125V, 3A, Snap-In, Push-In, Solder, Panel Mount |  |  |  | No Marking | Rectangular, Button (Not Included) | AML21 | 4PDT |  | - |  |  | 3A (AC), 2A (DC) |  |  | 25,000 Cycles | - |  |  |  | Incandescent | - | - | [10 empty] | 25,000 Cycles | 1 (Unlimited) |  | Panel Mount, Snap-In |  |  |  | - |  |  | Bulk |  | Rectangular - 28.98mm x 19.05mm | [5 empty] | AML21 |  |  |  |  | On-On |  |  | Solder, Quick Connect - 0.110" (2.8mm) | 125 V | 24 V | 3 | https://www.unikeyic.com/media/datasheet/76/e6/328a/76/080281bfe77c8083dde5a9e31e09f3a7.pdf | https://www.unikeyic.com/products/pushbutton-switches/aml21gba2cd/1369784.html
AML21JBA2AC | Honeywell | 3: 43.186 7: 42.383 13: 41.58 | Square Button Momentary Contact DPDT, TH, Panel Mount |  |  |  |  | Square, Button (Not Included) | AML21 | DPDT |  | - |  |  | 3A (AC), 2A (DC) |  |  | 25,000 Cycles | - |  |  |  | Incandescent | - | - | [10 empty] | 25,000 Cycles | 1 (Unlimited) |  | Panel Mount, Snap-In |  |  |  | - |  |  | Bulk |  | Square - 19.05mm x 19.05mm | [5 empty] | AML21 |  |  |  |  | On-Mom |  |  | Solder, Quick Connect - 0.110" (2.8mm) | 125 V | 24 V | 25 | https://www.unikeyic.com/media/datasheet/45/74/1db5/45/5ccadafa7051171dad05b71b796adaf3.pdf | https://www.unikeyic.com/products/pushbutton-switches/aml21jba2ac/33552762.html
AML22CBC2CD | Honeywell | 1: 136.07 3: 133.551 5: 131.032 9: 128.513 | Square Button Alternate Contact 4PDT red welding mounting，panel mount |  | Square Button | [8 empty] | - |  | AML22CBC2CD Honeywell | - |  |  |  |  | red | [10 empty] | - | - | - |  |  | welding mounting, panel mount | [8 empty] | - | [9 empty] | 4PDT | Alternate Contact | [6 empty] | 75 | https://www.unikeyic.com/media/datasheet/cc/4b/ffb2/cc/aab35f17e757c5cb6a8f95ffab4ac0c2.pdf | https://www.unikeyic.com/products/pushbutton-switches/aml22cbc2cd/29595205.html
AML22CBH2BA | Honeywell | 4: 28.171 25: 23.386 100: 20.57 | Square Button SPDT panel mount |  |  |  | No Marking | [29 empty] | Vendor Undefined | [8 empty] | Bulk | [7 empty] | - | [10 empty] | 100 | https://www.unikeyic.com/media/datasheet/cc/4b/ffb2/cc/aab35f17e757c5cb6a8f95ffab4ac0c2.pdf | https://www.unikeyic.com/products/pushbutton-switches/aml22cbh2ba/29618709.html
AML31FBA4AD | Honeywell | 25: 140.1514 50: 137.682 | Rectangular Button Off-On DPST-NO (DM) rectangle-29.00x19.00 25000Cycles 30V 125V 25000Cycles 3A snap-in mounting，snap fit，panel mount |  |  |  | No Marking | Rectangular, Button (Not Included) | AML31 | DPST-NO (DM) |  | - |  |  | 10A (AC/DC) |  |  | 25,000 Cycles | - |  |  |  | Incandescent | - | - | [10 empty] | 25,000 Cycles | 1 (Unlimited) |  | Panel Mount, Snap-In |  |  |  | - |  |  | Bulk |  | Rectangular - 29.00mm x 19.00mm | [5 empty] | AML31 |  |  |  |  | Off-On |  |  | Quick Connect - 0.187" (4.7mm) | 125 V | 30 V | 142 | https://www.unikeyic.com/media/datasheet/fb/41/863f/fb/109f133477bb054b7fc475b61b18e0c7.pdf | https://www.unikeyic.com/products/pushbutton-switches/aml31fba4ad/30522172.html
AML51-C10G | Honeywell | 1: 5.6745 5: 5.6745 10: 5.4475 20: 5.0844 50: 5.0844 | Honeywell Indicator lens, Green Square Lens | [5 empty] | AML51 |  | Green | [7 empty] | - | AML 11, 21, 31 Series | Illumination Optional | [15 empty] | 1 (Unlimited) |  | Snap Fit | [6 empty] | Bulk | [7 empty] | AML51 | Square | 15.00mm L x 15.00mm W x 6.85mm H |  |  |  |  | Pushbutton |  |  |  | 101 | https://www.unikeyic.com/media/datasheet/9b/56/39b9/9b/148cd0f8d0c8e9d9510fd6c13bba6061.pdf | https://www.unikeyic.com/products/pushbutton-switches/aml51-c10g/29828791.html
AML51-C10L | Honeywell | 1: 4.32 10: 3.9118 25: 3.7601 50: 3.6495 | Gray Snap-In, Push-In Mount 15mm × 15mm × 6.85mm | [5 empty] | AML51 |  | Gray | [7 empty] | - | AML 11, 21, 31 Series | Illumination Optional | [15 empty] | 1 (Unlimited) |  | Snap Fit | [6 empty] | Bulk | [7 empty] | AML51 | Square | 15.00mm L x 15.00mm W x 6.85mm H |  |  |  |  | Pushbutton |  |  |  | 77 | https://www.unikeyic.com/media/datasheet/9b/56/39b9/9b/148cd0f8d0c8e9d9510fd6c13bba6061.pdf | https://www.unikeyic.com/products/pushbutton-switches/aml51-c10l/1056833.html
AML51-C11W | Honeywell | 25: 5.412 50: 5.016 100: 4.422 | white snap-on mounting，snap fit 15mm*15mm*6.85mm | [5 empty] | AML51 |  | White | [7 empty] | - | AML 11, 21, 31 Series | Illumination Optional | [15 empty] | 1 (Unlimited) |  | Snap Fit | [6 empty] | Bulk | [7 empty] | AML51 | Square | 15.00mm L x 15.00mm W x 6.85mm H |  |  |  |  | Pushbutton |  |  |  | 258 | https://www.unikeyic.com/media/datasheet/9b/56/39b9/9b/148cd0f8d0c8e9d9510fd6c13bba6061.pdf | https://www.unikeyic.com/products/pushbutton-switches/aml51-c11w/921873.html
AML51-F11G | Honeywell | 20: 7.095 40: 6.963 50: 6.567 100: 5.797 | Green, Snap-In Mount, 25mm × 15mm × 6.85mm | [5 empty] | AML51 |  | Green | [7 empty] | - | AML 11, 21, 31 Series | Illumination Optional | [15 empty] | 1 (Unlimited) |  | Snap Fit | [6 empty] | Bulk | [7 empty] | AML51 | Rectangular | 25.00mm L x 15.00mm W x 6.85mm H |  |  |  |  | Pushbutton |  |  |  | 101 | https://www.unikeyic.com/media/datasheet/9b/56/39b9/9b/148cd0f8d0c8e9d9510fd6c13bba6061.pdf | https://www.unikeyic.com/products/pushbutton-switches/aml51-f11g/30635067.html
AML51-F11R | Honeywell | 15: 8.338 35: 8.184 70: 8.03 | Switch Access, Rectangular Button, Push Button Switch | [5 empty] | AML51 |  | Red | [7 empty] | - | AML 11, 21, 31 Series | Illumination Optional | [15 empty] | 1 (Unlimited) |  | Snap Fit | [6 empty] | Bulk |  |  |  |  | 2330658 |  |  | AML51 | Rectangular | 25.00mm L x 15.00mm W x 6.85mm H |  |  |  |  | Pushbutton |  |  |  | 89 | https://www.unikeyic.com/media/datasheet/9b/56/39b9/9b/148cd0f8d0c8e9d9510fd6c13bba6061.pdf | https://www.unikeyic.com/products/pushbutton-switches/aml51-f11r/29802296.html
AP4C300SZBE | C&K | 10: 9.196 30: 9.02 60: 8.855 80: 8.514 | Off-Mom SPST-NO circular-13.80(Dia) 1000000Cycles 24V 125V 1000000Cycles snap-in mounting，snap fit，welding mounting，panel mount 17.4mm(Length)*17.4mm(height) |  |  |  | No Marking | Round, Button | AP4C300 | SPST-NO |  | Red |  |  | 125mA (AC), 200mA (DC) |  |  | 1,000,000 Cycles | - |  |  |  | - | - | IP67 - Dust Tight, Waterproof | [10 empty] | 1,000,000 Cycles | 1 (Unlimited) |  | Panel Mount, Snap-In |  |  |  | -40°C ~ 105°C |  |  | Tray |  | Circular - 13.80mm Dia | [5 empty] | AP |  |  |  |  | Off-Mom |  |  | Solder Lug | 125 V | 24 V | 94 | https://www.unikeyic.com/media/datasheet/74/d7/f5bc/ef/5e28b3518587e066f8ba0da4d0a685fa.pdf | https://www.unikeyic.com/products/pushbutton-switches/ap4c300szbe/1064395.html
AP4D200TZBE | C&K | 80: 15.4202 160: 14.7455 320: 14.0991 560: 13.597 | Round Off-Mom SPST-NO circular-13.80(Dia) 1000000Cycles 24V 125V 1000000Cycles 400mA welding mounting，panel mount |  |  |  | No Marking | Round, Button, Domed | AP4D200 | SPST-NO |  | Black |  |  | 125mA (AC), 200mA (DC) |  |  | 1,000,000 Cycles | - |  |  |  | - | - | IP67 - Dust Tight, Waterproof | [10 empty] | 1,000,000 Cycles | 1 (Unlimited) |  | Panel Mount, Front |  |  |  | -40°C ~ 105°C |  |  | Tray |  | Circular - 13.80mm Dia | [5 empty] | AP |  |  |  |  | Off-Mom |  |  | Solder Lug | 125 V | 24 V | 809 | https://www.unikeyic.com/media/datasheet/aa/6b/4a81/aa/6a9cece345fe7539189938b494b58a1a.pdf | https://www.unikeyic.com/products/pushbutton-switches/ap4d200tzbe/30317277.html
AP4D206SZBE | C&K | 4: 16.61 20: 13.97 42: 13.134 80: 10.351 | Round Off-Mom SPST-NO circular-13.80(Dia) 24V 125V green 400mA snap-in mounting，snap fit，welding mounting，panel mount |  |  |  | No Marking | Round, Button, Domed | AP4D206 | SPST-NO |  | Black |  |  | 125mA (AC), 200mA (DC) |  |  | 1,000,000 Cycles | - |  |  |  | LED, Green | 2 VDC | IP67 - Dust Tight, Waterproof | [10 empty] | 1,000,000 Cycles | 1 (Unlimited) |  | Panel Mount, Snap-In |  |  |  | -40°C ~ 85°C |  |  | Tray |  | Circular - 13.80mm Dia |  |  | 2117590 |  |  | AP |  |  |  |  | Off-Mom |  |  | Solder Lug | 125 V | 24 V | 60 | https://www.unikeyic.com/media/datasheet/74/d7/f5bc/ef/5e28b3518587e066f8ba0da4d0a685fa.pdf | https://www.unikeyic.com/products/pushbutton-switches/ap4d206szbe/29828863.html
AP4E300SZBE | C&K | 10: 9.196 30: 9.02 60: 8.855 | Round Off-Mom SPST-NO circular-13.80(Dia) 1000000Cycles 24V 125V 1000000Cycles 400mA snap-in mounting，snap fit，welding mounting，panel mount |  |  |  | No Marking | Round, Button | AP4E300 | SPST-NO |  | Red |  |  | 125mA (AC), 200mA (DC) |  |  | 1,000,000 Cycles | - |  |  |  | - | - | IP67 - Dust Tight, Waterproof | [10 empty] | 1,000,000 Cycles | 1 (Unlimited) |  | Panel Mount, Snap-In |  |  |  | -40°C ~ 105°C |  |  | Tray |  | Circular - 13.80mm Dia | [5 empty] | AP |  |  |  |  | Off-Mom |  |  | Solder Lug | 125 V | 24 V | 63 | https://www.unikeyic.com/media/datasheet/74/d7/f5bc/ef/5e28b3518587e066f8ba0da4d0a685fa.pdf | https://www.unikeyic.com/products/pushbutton-switches/ap4e300szbe/30788304.html
APB4E01TZBE005 | C&K | 10: 11.836 23: 11.616 45: 11.396 80: 10.967 | Extended Dome Off-Mom SPST-NO circular-13.80(Dia) 1000000Cycles 24V 125V white 1000000Cycles welding mounting，panel mount 17.4mm(Length)*27.95mm(height) |  |  |  | Engine Start Symbol | Round, Button | APB4E01 | SPST-NO |  | Black |  |  | 125mA (AC), 200mA (DC) |  |  | 500,000 Cycles | Epoxy Sealed Terminals |  |  |  | LED, White | 3.5 VDC | IP67 - Dust Tight, Waterproof | [10 empty] | 1,000,000 Cycles | 1 (Unlimited) |  | Panel Mount, Front |  |  |  | -40°C ~ 85°C |  |  | Box |  | Circular - 13.80mm Dia | [5 empty] | APB |  |  |  |  | Off-Mom |  |  | Solder Lug | 125 V | 24 V | 312 | https://www.unikeyic.com/media/datasheet/61/34/38d3/61/ce9f717d3f6f00c416c8ce7cca4c5d91.pdf | https://www.unikeyic.com/products/pushbutton-switches/apb4e01tzbe005/33733784.html
APB4E07TZBE001 | C&K | 1: 30.0607 5: 30.0607 10: 29.5239 20: 29.5239 | C & K black button switch, panel mount, Instantaneous operation, Panel opening diameter13.7mm, With indicator light, SPST |  | Extended Dome | [8 empty] | 125mA |  | APB4E07TZBE001 C&K | 1000000Cycles |  |  |  |  | Blue | [8 empty] | 17.4mm(Length)*27.95mm(height) |  | 125V | 50V | 1000000Cycles |  |  | welding mounting, panel mount |  |  | -40℃~85℃ | [5 empty] | Circular -13.7 | [9 empty] | SPST | Momentary Contact | [6 empty] | 1 | https://www.unikeyic.com/media/datasheet/61/34/38d3/61/ce9f717d3f6f00c416c8ce7cca4c5d91.pdf | https://www.unikeyic.com/products/pushbutton-switches/apb4e07tzbe001/936600.html
APW199D-W-24V | IDEC | 1: 34.5276 10: 27.9277 100: 24.1125 | Round Flat Assembled Pilot Lights |  | - | [8 empty] | - |  | APW199D-W-24V IDEC | - |  |  |  |  | - | [10 empty] | - | - | - | [5 empty] | -25℃~50℃ | [5 empty] | - |  |  |  |  | Non-compliant |  |  |  |  | - | - | [6 empty] | 21 | https://www.unikeyic.com/media/datasheet/3c/06/e2e1/3c/71dde1611cd3f9c49e5cd1930f591147.pdf | https://www.unikeyic.com/products/pushbutton-switches/apw199d-w-24v/30390810.html
AR9C001-S | Fuji Electric | 25: 0.8027 250: 0.675 500: 0.6588 1,000: 0.6269 2,500: 0.6143 5,000: 0.6069 7,500: 0.6059 10,000: 0.6027 | Switch Access Push Button Switch Button |  | - | [8 empty] | - |  | AR9C001-S Fuji Electric | - |  |  |  |  | - | [10 empty] | - | - | - |  |  | snap fit | [8 empty] | - | [9 empty] | - | - | [6 empty] | 91 | https://www.unikeyic.com/media/datasheet/4a/77/0d07/4a/3924deed51a0d111cef39fd6832e7b35.pdf | https://www.unikeyic.com/products/pushbutton-switches/ar9c001-s/29654408.html
AR9C014-R | Fuji Electric | 5: 4.0365 50: 3.3912 100: 3.3048 250: 3.171 500: 3.087 1,000: 3.045 2,500: 3.0135 5,000: 2.9925 | Switch Access Push Button Switch Lens |  | - | [8 empty] | - |  | AR9C014-R Fuji Electric | - |  |  |  |  | - | [10 empty] | - | - | - |  |  | snap fit | [8 empty] | - | [9 empty] | - | - | [6 empty] | 30 | https://www.unikeyic.com/media/datasheet/4a/77/0d07/4a/3924deed51a0d111cef39fd6832e7b35.pdf | https://www.unikeyic.com/products/pushbutton-switches/ar9c014-r/916942.html
AT-413-K | NKK Switches |  | Switch Access Round Screw-On Cap Push Button Switch |  | - | [8 empty] | - |  | AT-413-K NKK Switches | - |  |  |  |  | - | [8 empty] | 8mm(Length)*8mm(height) |  | - | - | - |  |  | snap fit | [8 empty] | - | [9 empty] | - | - | [7 empty] | https://www.unikeyic.com/media/datasheet/ab/90/e070/ab/41344ec6ffd1bbc4102feeb5269aaf93.pdf | https://www.unikeyic.com/products/pushbutton-switches/at-413-k/30248130.html
AT3002CB | NKK Switches |  | Switch Access Round Solid Cap Push Button Switch | [5 empty] | AT3002 |  | Red, White | [7 empty] | - | YB Series | Non-Illuminated | [15 empty] | 1 (Unlimited) |  | Snap Fit | [6 empty] | Box | [7 empty] | YB | Round | 15.00mm Dia x 4.00mm H |  |  |  |  | Pushbutton |  |  |  |  | https://www.unikeyic.com/media/datasheet/a5/94/100e/97/8348e1ca0841345936f0760058903db0.pdf | https://www.unikeyic.com/products/pushbutton-switches/at3002cb/847746.html
AT3005JD | NKK Switches | 1: 5.7564 10: 5.211 25: 5.0099 50: 4.8624 100: 4.7194 250: 4.5367 500: 4.4032 1,000: 4.2735 | NKK Switches PUSHBUTTON, Protective cover, Used foryb. | [5 empty] | AT3005 |  | Clear, Amber | [7 empty] | - | YB Series | Illuminated | [15 empty] | 1 (Unlimited) |  | Snap Fit | [6 empty] | Box |  |  |  |  | 2103480 |  |  | YB | Round | 15.00mm Dia x 4.00mm H |  |  |  |  | Pushbutton |  |  |  | 20 | https://www.unikeyic.com/media/datasheet/d6/28/f8cd/d6/9ea7dc01a08e6c516eea52c31f37478c.pdf | https://www.unikeyic.com/products/pushbutton-switches/at3005jd/33881333.html
AT3023JCF12 | NKK Switches | 1: 8.19 | NP01 ILLUMINATED PUSHBUTTON CAP |  | - | [8 empty] | - |  |  | - |  |  |  |  | - | [8 empty] | 12mm*12mm*10.2mm |  | - | - | - |  |  | snap-on mounting, snap fit | [8 empty] | - |  |  |  |  | Compliant | bulk |  |  |  | - | - | [6 empty] | 80 | https://www.unikeyic.com/media/about_us/Unikey_ISO_9001_Certification.pdf | https://www.unikeyic.com/products/pushbutton-switches/at3023jcf12/33954554.html
AT3024H | NKK Switches | 1: 2.21 10: 1.66 25: 1.5958 50: 1.5489 100: 1.5035 | square grey | [5 empty] | AT3024 |  | Gray | [7 empty] | - | NP01 Series | Non-Illuminated | [15 empty] | 1 (Unlimited) |  | Snap Fit | [6 empty] | Box | [7 empty] | NP01 | Square | 12.00mm L x 12.00mm W x 10.20mm H |  |  |  |  | Pushbutton |  |  |  | 212 | https://www.unikeyic.com/media/datasheet/37/d3/54de/37/9b7ec196356c606dd568cfca796fe820.pdf | https://www.unikeyic.com/products/pushbutton-switches/at3024h/29995406.html
AT3075B | NKK Switches | 1: 2.3727 5: 2.1558 | NKK SwitchesWhite square pushbutton switch, used forUB2 series, 15 x 15 x 5.6mm | [5 empty] | AT3075 |  | White | [7 empty] | - | UB2 Series | Illuminated | [15 empty] | 1 (Unlimited) |  | Snap Fit | [6 empty] | Box | [7 empty] | UB2 | Square, Beveled | 15.00mm L x 15.00mm W x 5.60mm H |  |  |  |  | Pushbutton |  |  |  | 4 | https://www.unikeyic.com/media/datasheet/d6/28/f8cd/d6/9ea7dc01a08e6c516eea52c31f37478c.pdf | https://www.unikeyic.com/products/pushbutton-switches/at3075b/33775109.html
AT4051AB | NKK Switches | 1: 1.716 | KB ILLUM PUSHBUTTON CAP |  | - | [8 empty] | - |  | AT4051AB NKK Switches | - |  |  |  |  | - | [8 empty] | 11.6mm*11.6mm*4.6mm |  | - | - | - |  |  | snap-on mounting, snap fit | [8 empty] | - |  |  |  |  | Compliant | boxed |  |  |  | - | - | [6 empty] | 63 | https://www.unikeyic.com/media/datasheet/87/f8/47f2/87/b748027d41688a75676c5b6983ab9ef4.pdf | https://www.unikeyic.com/products/pushbutton-switches/at4051ab/1342348.html
AT414C | NKK Switches | 1: 1.817 100: 1.5984 250: 1.5228 500: 1.4688 1,000: 1.4256 5,000: 1.35 | Switch Access Round Screw-On Cap Push Button Switch | [5 empty] | AT414 |  | Red | [7 empty] | - | MB2000, SCB and WB Series | Non-Illuminated | [15 empty] | 1 (Unlimited) |  | Screw On | [6 empty] | Box | [7 empty] | - | Round | 13.20mm Dia x 11.00mm H |  |  |  |  | Pushbutton |  |  |  | 55 | https://www.unikeyic.com/media/datasheet/d6/28/f8cd/d6/9ea7dc01a08e6c516eea52c31f37478c.pdf | https://www.unikeyic.com/products/pushbutton-switches/at414c/29861287.html
AT4162JC | NKK Switches | 1: 2.4988 5: 2.231 | NKK Switches PUSHBUTTON, flat hat, Used forLB series | [5 empty] | AT4162 |  | Clear, Red | [7 empty] | - | LB Series | Illuminated | [15 empty] | 1 (Unlimited) |  | Snap Fit | [6 empty] | Box |  |  |  |  | 1050611 |  |  | LB | Square | 13.20mm L x 13.20mm W x 3.50mm H |  |  |  |  | Pushbutton |  |  |  | 10 | https://www.unikeyic.com/media/datasheet/d6/28/f8cd/d6/9ea7dc01a08e6c516eea52c31f37478c.pdf | https://www.unikeyic.com/products/pushbutton-switches/at4162jc/937889.html
AT496C | NKK Switches | 25: 0.9879 50: 0.9174 100: 0.8899 250: 0.8402 500: 0.8035 1,000: 0.7571 5,000: 0.7322 | Switch Access Round Slip-On Cap for Push Button Switch | [5 empty] | AT496 |  | Red | [7 empty] | - | AB, BB, FB, M2 and MB2400 Series | Non-Illuminated | [15 empty] | 1 (Unlimited) |  | Slip On | [6 empty] | Box |  |  |  |  | 1014860 |  |  | - | Round | 7.50mm Dia x 4.00mm H |  |  |  |  | Pushbutton |  |  |  | 75 | https://www.unikeyic.com/media/datasheet/d6/28/f8cd/d6/9ea7dc01a08e6c516eea52c31f37478c.pdf | https://www.unikeyic.com/products/pushbutton-switches/at496c/30108595.html
ATP16-SL1-612-M4SA-04G | C&K | 9: 13.002 21: 12.76 41: 12.518 | circular，short hair，PUSHBUTTON Off-Mom SPST-NO circular-16.00(Dia) 1000000Cycles 36V green 200000Cycles 2A(DC) welding mounting，panel mount 18.5mm(Length)*19.3mm(height) |  |  |  | No Marking | Round, Button, Flush | ATP16 | SPST-NO |  | Silver |  |  | 2A (DC) |  |  | 200,000 Cycles | - |  |  |  | LED, Green | 12 VDC | IP67 - Dust Tight, Waterproof | [10 empty] | 1,000,000 Cycles | 1 (Unlimited) |  | Panel Mount, Front |  |  |  | -20°C ~ 70°C |  |  | Tray |  | Circular - 16.00mm Dia |  |  | 10059238 |  |  | ATP16 |  |  |  |  | Off-Mom |  |  | Solder Lug |  | 36 V | 46 | https://www.unikeyic.com/media/datasheet/4d/51/9549/4d/e7ee2955ea9eb2d38de34c3992a68179.pdf | https://www.unikeyic.com/products/pushbutton-switches/atp16-sl1-612-m4sa-04g/33695348.html
ATPS19SL1303M0SA04G | C&K | 40: 27.9181 80: 26.6967 120: 26.0062 280: 24.6178 | Off-Mom SPST-NO circular-19.20(Dia) 1000000Cycles 36V 200000Cycles welding mounting，panel mount |  |  |  | No Marking | Round, Button, Flush | ATPS19SL | SPST-NO |  | Silver |  |  | 2A (DC) |  |  | 200,000 Cycles | - |  |  |  | LED, Red | 3 VDC | IP67 - Dust Tight, Waterproof | [10 empty] | 1,000,000 Cycles | Not Applicable |  | Panel Mount, Front |  |  |  | -20°C ~ 70°C |  |  | Tray |  | Circular - 19.20mm Dia | [5 empty] | ATPS19 |  |  |  |  | Off-Mom |  |  | Solder Lug |  | 36 V | 382 | https://www.unikeyic.com/media/about_us/Unikey_ISO_9001_Certification.pdf | https://www.unikeyic.com/products/pushbutton-switches/atps19sl1303m0sa04g/33643773.html
ATPS19SL1612M0SA04G | C&K | 1: 28.5506 5: 28.5506 10: 28.0408 20: 27.5309 50: 27.5309 | Off-Mom SPST-NO circular-19.20(Dia) 1000000Cycles 36V 200000Cycles welding mounting，panel mount |  |  |  | No Marking | Round, Button, Flush | ATPS19SL | SPST-NO |  | Silver |  |  | 2A (DC) |  |  | 200,000 Cycles | - |  |  |  | LED, Green | 12 VDC | IP67 - Dust Tight, Waterproof | [10 empty] | 1,000,000 Cycles | Not Applicable |  | Panel Mount, Front |  |  |  | -20°C ~ 70°C |  |  | Tray |  | Circular - 19.20mm Dia | [5 empty] | ATPS19 |  |  |  |  | Off-Mom |  |  | Solder Lug |  | 36 V | 4 | https://www.unikeyic.com/media/about_us/Unikey_ISO_9001_Certification.pdf | https://www.unikeyic.com/products/pushbutton-switches/atps19sl1612m0sa04g/34085319.html
ATPS19SL5303M0SA04G | C&K | 1: 34.562 10: 29.3544 25: 24.8292 40: 24.03 120: 23.7492 | Flat Round Button Off-Mom SPST-NO circular-19.20(Dia) 36V red 200000Cycles welding mounting，panel mount 22mm(Length)*22mm(height) |  |  |  | No Marking | Round, Button, Flush | ATPS19SL | SPST-NO |  | Silver |  |  | 2A (DC) |  |  | 200,000 Cycles | - |  |  |  | LED, Red | 3 VDC | IP67 - Dust Tight, Waterproof | [10 empty] | 1,000,000 Cycles | Not Applicable |  | Panel Mount, Front |  |  |  | -20°C ~ 70°C |  |  | Tray |  | Circular - 19.20mm Dia |  |  | 13549138 |  |  | ATPS19 |  |  |  |  | Off-Mom |  |  | Solder Lug |  | 36 V | 265 | https://www.unikeyic.com/media/about_us/Unikey_ISO_9001_Certification.pdf | https://www.unikeyic.com/products/pushbutton-switches/atps19sl5303m0sa04g/30318449.html
ATPS22SL5612M2SA04G | C&K | 7: 17.908 15: 17.567 30: 17.248 59: 16.907 140: 16.577 | Flat Round Button Off-Mom SPST-NO circular-22.20(Dia) 36V green 200000Cycles welding mounting，panel mount 25mm(Length)*25mm(height) |  |  |  |  | Round, Button, Flush |  | SPST-NO |  | Silver |  |  | 2A (DC) |  |  | 200,000 Cycles | - |  |  |  | LED, Green | 12 VDC | IP67 - Dust Tight, Waterproof | [10 empty] | 1,000,000 Cycles | Not Applicable |  | Panel Mount, Front |  |  |  | -20°C ~ 70°C |  |  | Tray |  | Circular - 22.20mm Dia | [5 empty] | ATPS22 |  |  |  |  | Off-Mom |  |  | Solder Lug |  | 36 V | 200 | https://www.unikeyic.com/media/about_us/Unikey_ISO_9001_Certification.pdf | https://www.unikeyic.com/products/pushbutton-switches/atps22sl5612m2sa04g/33735819.html
AV030003C940T | APEM | 2: 90.222 4: 88.55 7: 86.878 13: 85.206 | Flat Round Button Momentary Contact SPST 48V threaded mounting，panel mount |  | Flat Round Button | [8 empty] | - |  | AV030003C940T APEM | - |  |  |  |  | - | [10 empty] | - | 48V | - |  |  | threaded mounting, panel mount | [8 empty] | - | [9 empty] | SPST | Momentary Contact | [6 empty] | 15 | https://www.unikeyic.com/media/datasheet/31/15/e164/31/9954f50edebd32d71790455f218ff44e.pdf | https://www.unikeyic.com/products/pushbutton-switches/av030003c940t/184520.html
AV031003C940N | APEM | 2: 71.093 | Round OFF-(ON) 1M Cycles 1M Cycles 2A Thread Mount, Panel Mount |  | Round | [8 empty] | 2A |  | AV031003C940N APEM | 1000000Cycles |  |  |  |  | - | [10 empty] | - | - | 1000000Cycles |  |  | threaded mounting, panel mount | [8 empty] | - | [9 empty] | - | OFF - (ON) | [6 empty] | 2 | https://www.unikeyic.com/media/datasheet/2e/80/dbb1/2e/9bbad004df519a3d0a485c30caf95bc3.pdf | https://www.unikeyic.com/products/pushbutton-switches/av031003c940n/29691921.html
AV0631A800 | APEM | 3: 43.549 8: 41.47 32: 39.589 | Pushbutton Switches PUSHBUTTON SWITCH AV SECURITY |  | - | [8 empty] | - |  | AV0631A800 APEM | - |  |  |  |  | - | [10 empty] | - | - | - | [11 empty] | - | [9 empty] | - | - | [6 empty] | 65 | https://www.unikeyic.com/media/datasheet/2e/80/dbb1/2e/9bbad004df519a3d0a485c30caf95bc3.pdf | https://www.unikeyic.com/products/pushbutton-switches/av0631a800/33802921.html
AV091L1EA240K | APEM | 1: 74.0486 15: 71.8323 50: 69.6159 100: 68.1383 250: 66.6365 | APEM silver button switch, Latching operation, Panel opening diameter19.2mm, With indicator light |  | circular | [8 empty] | - |  | AV091L1EA240K APEM | - |  |  |  |  | Blue | [10 empty] | - | - | - |  |  | welding mounting |  |  | -30℃~70℃ | [5 empty] | 19.2mm | [9 empty] | Instantaneous, atresia | Instantaneous, atresia | [6 empty] | 15 | https://www.unikeyic.com/media/datasheet/04/43/1fe2/04/105e8974fbb8d68360ccaa1d5d9cff61.pdf | https://www.unikeyic.com/products/pushbutton-switches/av091l1ea240k/30669098.html
AV09C7L3D9003 | APEM | 1: 57.8558 15: 55.4214 50: 53.1929 100: 53.0718 250: 52.9507 | APEM silver button switch, Instantaneous operation, Panel opening diameter19.2mm, With indicator light, SPST |  | flat | [8 empty] | - |  | AV09C7L3D9003 APEM | - |  |  |  |  | green | [10 empty] | - | - | - |  |  | threaded mounting |  |  | -30℃~70℃ | [5 empty] | 19.2mm | [9 empty] | SPST | - | [6 empty] | 6 | https://www.unikeyic.com/media/datasheet/04/43/1fe2/04/105e8974fbb8d68360ccaa1d5d9cff61.pdf | https://www.unikeyic.com/products/pushbutton-switches/av09c7l3d9003/33686595.html
AV1610R524R04 | TE Connectivity | 15: 7.535 40: 7.403 75: 7.26 | circular，short hair，PUSHBUTTON Off-Mom SPST-NO circular-16.00(Dia) 1000000Cycles 36V yellow 200000Cycles 2A(DC) SPDT welding mounting，panel mount |  |  |  | No Marking | Round, Button, Flush | AV1610 | SPST-NO |  | Silver |  |  | 2A (DC) |  |  | 200,000 Cycles | Fixed LED Ring |  |  |  | LED, Yellow | 24 VDC | IP67 - Dust Tight, Waterproof | [10 empty] | 1,000,000 Cycles | Not Applicable |  | Panel Mount, Front |  |  |  | -20°C ~ 70°C |  |  | Tray |  | Circular - 16.00mm Dia |  |  | 7042198 |  |  | AV16 |  |  |  |  | Off-Mom |  |  | Solder Lug |  | 36 V | 79 | https://www.unikeyic.com/media/datasheet/2b/49/46b7/2b/7d0130965180c51ce86586a58f953640.pdf | https://www.unikeyic.com/products/pushbutton-switches/av1610r524r04/30349705.html
AV1610R712R04 | TE Connectivity | 100: 10.4192 1,000: 9.4841 2,000: 8.5918 | circular，short hair，PUSHBUTTON Off-Mom SPST-NO circular-16.00(Dia) 1000000Cycles 36V Blue 200000Cycles 2A(DC) SPDT welding mounting，panel mount |  |  |  | No Marking | Round, Button, Flush | AV1610 | SPST-NO |  | Silver |  |  | 2A (DC) |  |  | 200,000 Cycles | Fixed LED Ring |  |  |  | LED, Blue | 12 VDC | IP67 - Dust Tight, Waterproof | [10 empty] | 1,000,000 Cycles | Not Applicable |  | Panel Mount, Front |  |  |  | -20°C ~ 70°C |  |  | Tray |  | Circular - 16.00mm Dia |  |  | 7042201 |  |  | AV16 |  |  |  |  | Off-Mom |  |  | Solder Lug |  | 36 V | 1000 | https://www.unikeyic.com/media/datasheet/2b/49/46b7/2b/7d0130965180c51ce86586a58f953640.pdf | https://www.unikeyic.com/products/pushbutton-switches/av1610r712r04/934536.html
AV191003C940K | APEM | 1: 105.3322 10: 102.1711 50: 98.998 100: 96.9148 250: 94.759 | APEM silver button switch, panel, threaded mounting, Instantaneous operation, Panel opening diameter19.2mm, No indicator light, SPST |  | round cover | [8 empty] | - |  |  | - |  |  |  |  | - | [10 empty] | - | - | - |  |  | threaded mounting, panel mount |  |  | -30℃~70℃ | [5 empty] | 19.2mm | [9 empty] | SPST | - | [6 empty] | 137 | https://www.unikeyic.com/media/about_us/Unikey_ISO_9001_Certification.pdf | https://www.unikeyic.com/products/pushbutton-switches/av191003c940k/258835.html
AV1910D524Q04 | TE Connectivity | 100: 16.4965 1,000: 15.0161 2,000: 13.6033 | circular，short hair，PUSHBUTTON On-Mom SPDT circular-19.20(Dia) 1000000Cycles 250V yellow 50000Cycles 3A(AC) SPDT welding mounting，panel mount |  |  |  | No Marking | Round, Button, Flush | AV1910 | SPDT |  | Silver |  |  | 3A (AC) |  |  | 50,000 Cycles | Spot LED |  |  |  | LED, Yellow | 24 VDC | IP67 - Dust Tight, Waterproof | [10 empty] | 1,000,000 Cycles | Not Applicable |  | Panel Mount, Front |  |  |  | -20°C ~ 55°C |  |  | Tray |  | Circular - 19.20mm Dia |  |  | 7042214 |  |  | AV19 |  |  |  |  | On-Mom |  |  | Solder Lug | 250 V |  | 1000 | https://www.unikeyic.com/media/datasheet/f2/8d/b6c2/f2/23578d49a3e0f897be989737988c43ba.pdf | https://www.unikeyic.com/products/pushbutton-switches/av1910d524q04/29828730.html
AV1910EB12Q04 | TE Connectivity | 1: 22.6864 5: 21.1739 10: 20.7958 25: 20.7958 50: 20.4177 100: 20.4177 250: 20.4177 5,000: 20.4177 | Round Flat Top Button On-Mom SPDT Round-19.20(Dia) 1000000 Cycles 250V Red/Blue 50000 Cycles 3A(AC) SPDT Solder Mount, Panel Mount |  |  |  | No Marking | Round, Button, Flush | AV1910 | SPDT |  | Silver |  |  | 3A (AC) |  |  | 50,000 Cycles | - |  |  |  | LED, Blue/Red | 12 VDC | IP67 - Dust Tight, Waterproof | [10 empty] | 1,000,000 Cycles | 1 (Unlimited) |  | Panel Mount, Front |  |  |  | -20°C ~ 55°C |  |  | Box |  | Circular - 19.20mm Dia | [5 empty] | AV19 |  |  |  |  | On-Mom |  |  | Solder Lug | 250 V |  | 43 | https://www.unikeyic.com/media/datasheet/5c/6d/2500/5c/94e600dd7221c0cee2b41a1975529815.pdf | https://www.unikeyic.com/products/pushbutton-switches/av1910eb12q04/682675.html
AV1910R612Q04 | TE Connectivity | 1: 23.4705 10: 20.2505 25: 19.0929 50: 18.2598 | TE Connectivity silver button switch, panel mount, Instantaneous operation, Panel opening diameter19.2mm, With indicator light, SPST |  |  |  | No Marking | Round, Button, Flush | AV1910 | SPDT |  | Silver |  |  | 3A (AC) |  |  | 50,000 Cycles | Fixed LED Ring |  |  |  | LED, Green | 12 VDC | IP67 - Dust Tight, Waterproof | [10 empty] | 1,000,000 Cycles | Not Applicable |  | Panel Mount, Front |  |  |  | -20°C ~ 55°C |  |  | Tray |  | Circular - 19.20mm Dia |  |  | 6043733 |  |  | AV19 |  |  |  |  | On-Mom |  |  | Solder Lug | 250 V |  | 53 | https://www.unikeyic.com/media/datasheet/49/29/f410/49/0f963d3ff69a7d5e22e39dbc282a3664.pdf | https://www.unikeyic.com/products/pushbutton-switches/av1910r612q04/33876411.html
AV1910RA12T5Q04 | TE Connectivity | 1: 36.762 10: 34.0092 25: 32.2272 50: 27.3996 100: 25.4016 300: 24.5052 | circular，short hair，PUSHBUTTON On-Mom SPDT circular-19.20(Dia) 1000000Cycles 250V red，green 50000Cycles 3A(AC) SPDT wire mounting，panel mount |  |  |  | No Marking | Round, Button, Flush | AV1910 | SPDT |  | Silver |  |  | 3A (AC) |  |  | 50,000 Cycles | Fixed LED Ring |  |  |  | LED, Green/Red | 12 VDC | IP67 - Dust Tight, Waterproof | [10 empty] | 1,000,000 Cycles | 1 (Unlimited) |  | Panel Mount, Front |  |  |  | -20°C ~ 55°C |  |  | Box |  | Circular - 19.20mm Dia | [5 empty] | AV19 |  |  |  |  | On-Mom |  |  | Wire Leads | 250 V |  | 47 | https://www.unikeyic.com/media/datasheet/37/5d/ee53/375dee532ac4d39c8b22772b5665903f.pdf | https://www.unikeyic.com/products/pushbutton-switches/av1910ra12t5q04/34041275.html
AV1911D712R04 | TE Connectivity | 100: 18.232 1,000: 16.5958 2,000: 15.0344 | circular，short hair，PUSHBUTTON Off-On SPST circular-19.20(Dia) 500000Cycles 20V 20V Blue 50000Cycles SPDT welding mounting，panel mount |  |  |  | No Marking | Round, Button, Flush | AV1911 | SPDT |  | Silver |  |  | 0.4VA (AC/DC) |  |  | 50,000 Cycles | Spot LED |  |  |  | LED, Blue | 12 VDC | IP67 - Dust Tight, Waterproof | [10 empty] | 500,000 Cycles | Not Applicable |  | Panel Mount, Front |  |  |  | -20°C ~ 55°C |  |  | Tray |  | Circular - 19.20mm Dia | [5 empty] | AV19 |  |  |  |  | On-On |  |  | Solder Lug | 20 V | 20 V | 1000 | https://www.unikeyic.com/media/datasheet/f2/8d/b6c2/f2/23578d49a3e0f897be989737988c43ba.pdf | https://www.unikeyic.com/products/pushbutton-switches/av1911d712r04/30030663.html
AV1911DB12Q04 | TE Connectivity | 6: 20.251 14: 19.877 28: 19.503 55: 19.118 100: 18.744 | Round Flat Top Button Switch On-On SPDT 19.20mm Dia 500000 Cycles 250V Red/Blue 50000 Cycles 3A(AC) SPDT Solder Panel Mount 27.5mm L |  |  |  | No Marking | Round, Button, Flush | AV1911 | SPDT |  | Silver |  |  | 3A (AC) |  |  | 50,000 Cycles | Spot LED |  |  |  | LED, Blue/Red | 12 VDC | IP67 - Dust Tight, Waterproof | [10 empty] | 500,000 Cycles | 1 (Unlimited) |  | Panel Mount, Front |  |  |  | -20°C ~ 55°C |  |  | Box |  | Circular - 19.20mm Dia | [5 empty] | AV19 |  |  |  |  | On-On |  |  | Solder Lug | 250 V |  | 100 | https://www.unikeyic.com/media/datasheet/53/6c/b3f0/536cb3f081b85a8848c1c4b24503354a.pdf | https://www.unikeyic.com/products/pushbutton-switches/av1911db12q04/33690483.html
AV1911P112Q04 | TE Connectivity | 100: 20.4021 300: 19.0026 500: 18.3835 | On-On SPDT, Round-19.20mm Dia, 500k Cycles, 250V, 50k Cycles SPDT, Solder Mount, Panel Mount |  |  |  | Power Symbol | Round, Button, Flush | AV1911 | SPDT |  | Silver |  |  | 3A (AC) |  |  | 50,000 Cycles | - |  |  |  | LED, White | 12 VDC | IP67 - Dust Tight, Waterproof | [10 empty] | 500,000 Cycles | Not Applicable |  | Panel Mount, Front |  |  |  | -20°C ~ 55°C |  |  | Tray |  | Circular - 19.20mm Dia |  |  | 6043750 |  |  | AV19 |  |  |  |  | On-On |  |  | Solder Lug | 250 V |  | 142 | https://www.unikeyic.com/media/datasheet/0f/a2/b147/0fa2b14798a4af30c508e138e08f3958.pdf | https://www.unikeyic.com/products/pushbutton-switches/av1911p112q04/30131123.html
AV1911P512Q04 | TE Connectivity | 1: 24.4326 10: 21.0793 | On-On SPDT Round 19.20mm Dia 500k Cycles 250V 50k Cycles SPDT Solder Mount, Panel Mount |  |  |  | Power Symbol | Round, Button, Flush | AV1911 | SPDT |  | Silver |  |  | 3A (AC) |  |  | 50,000 Cycles | - |  |  |  | LED, Yellow | 12 VDC | IP67 - Dust Tight, Waterproof | [10 empty] | 500,000 Cycles | Not Applicable |  | Panel Mount, Front |  |  |  | -20°C ~ 55°C |  |  | Tray |  | Circular - 19.20mm Dia | [5 empty] | AV19 |  |  |  |  | On-On |  |  | Solder Lug | 250 V |  | 19 | https://www.unikeyic.com/media/datasheet/af/bd/7fac/afbd7fac4d763b791926e5630e4a1383.pdf | https://www.unikeyic.com/products/pushbutton-switches/av1911p512q04/33576198.html
AV1911P524Q04 | TE Connectivity | 1: 24.4326 10: 21.0793 | On-On SPDT circular-19.20(Dia) 500000Cycles 250V yellow 50000Cycles SPDT welding mounting，panel mount |  |  |  | Power Symbol | Round, Button, Flush | AV1911 | SPDT |  | Silver |  |  | 3A (AC) |  |  | 50,000 Cycles | - |  |  |  | LED, Yellow | 24 VDC | IP67 - Dust Tight, Waterproof | [10 empty] | 500,000 Cycles | Not Applicable |  | Panel Mount, Front |  |  |  | -20°C ~ 55°C |  |  | Tray |  | Circular - 19.20mm Dia |  |  | 6043755 |  |  | AV19 |  |  |  |  | On-On |  |  | Solder Lug | 250 V |  | 16 | https://www.unikeyic.com/media/datasheet/b0/4c/8c0f/b0/d24a372cc7a456ce7fe61b0f49fdc96a.pdf | https://www.unikeyic.com/products/pushbutton-switches/av1911p524q04/30669283.html
AV1911P624Q04 | TE Connectivity | 1: 21.2896 5: 19.8703 10: 19.5154 20: 19.5154 50: 19.5154 | TE Connectivity Silver Pushbutton Switch, Panel Mount, Locking, 19.2mm Hole, Pilot Light, SPST |  |  |  | Power Symbol | Round, Button, Flush | AV1911 | SPDT |  | Silver |  |  | 3A (AC) |  |  | 50,000 Cycles | - |  |  |  | LED, Green | 24 VDC | IP67 - Dust Tight, Waterproof | [10 empty] | 500,000 Cycles | Not Applicable |  | Panel Mount, Front |  |  |  | -20°C ~ 55°C |  |  | Tray |  | Circular - 19.20mm Dia |  |  | 6043756 |  |  | AV19 |  |  |  |  | On-On |  |  | Solder Lug | 250 V |  | 21 | https://www.unikeyic.com/media/datasheet/b0/4c/8c0f/b0/d24a372cc7a456ce7fe61b0f49fdc96a.pdf | https://www.unikeyic.com/products/pushbutton-switches/av1911p624q04/33911986.html
AV1911P624R04 | TE Connectivity | 100: 17.3649 1,000: 15.8065 2,000: 14.3193 | circular，short hair，PUSHBUTTON Off-On SPST circular-19.20(Dia) 500000Cycles 20V 20V green 50000Cycles SPDT welding mounting，panel mount |  |  |  | Power Symbol | Round, Button, Flush | AV1911 | SPDT |  | Silver |  |  | 0.4VA (AC/DC) |  |  | 50,000 Cycles | - |  |  |  | LED, Green | 24 VDC | IP67 - Dust Tight, Waterproof | [10 empty] | 500,000 Cycles | Not Applicable |  | Panel Mount, Front |  |  |  | -20°C ~ 55°C |  |  | Tray |  | Circular - 19.20mm Dia | [5 empty] | AV19 |  |  |  |  | On-On |  |  | Solder Lug | 20 V | 20 V | 1000 | https://www.unikeyic.com/media/datasheet/b0/4c/8c0f/b0/d24a372cc7a456ce7fe61b0f49fdc96a.pdf | https://www.unikeyic.com/products/pushbutton-switches/av1911p624r04/1049613.html
AV1911R312Q04 | TE Connectivity | 100: 17.4517 300: 16.2552 500: 15.7257 | TE Connectivity silver button switch, panel mount, Latching operation, Panel opening diameter19.2mm, With indicator light, SPST |  |  |  | No Marking | Round, Button, Flush | AV1911 | SPDT |  | Silver |  |  | 3A (AC) |  |  | 50,000 Cycles | Fixed LED Ring |  |  |  | LED, Red | 12 VDC | IP67 - Dust Tight, Waterproof | [10 empty] | 500,000 Cycles | Not Applicable |  | Panel Mount, Front |  |  |  | -20°C ~ 55°C |  |  | Tray |  | Circular - 19.20mm Dia |  |  | 6043868 |  |  | AV19 |  |  |  |  | On-On |  |  | Solder Lug | 250 V |  | 100 | https://www.unikeyic.com/media/datasheet/29/cc/0483/29cc04832e81f49d5283e7dc23dd4656.pdf | https://www.unikeyic.com/products/pushbutton-switches/av1911r312q04/29771799.html
AV1911R324Q04 | TE Connectivity | 9: 12.342 23: 12.111 45: 11.88 90: 11.649 100: 11.429 | TE Connectivity silver button switch, panel mount, Latching operation, Panel opening diameter19.2mm, With indicator light, SPST |  |  |  | No Marking | Round, Button, Flush | AV1911 | SPDT |  | Silver |  |  | 3A (AC) |  |  | 50,000 Cycles | Fixed LED Ring |  |  |  | LED, Red | 24 VDC | IP67 - Dust Tight, Waterproof | [10 empty] | 500,000 Cycles | Not Applicable |  | Panel Mount, Front |  |  |  | -20°C ~ 55°C |  |  | Tray |  | Circular - 19.20mm Dia | [5 empty] | AV19 |  |  |  |  | On-On |  |  | Solder Lug | 250 V |  | 126 | https://www.unikeyic.com/media/datasheet/26/31/24f3/26/e61edefef9775ce2611f4585f99edbc1.pdf | https://www.unikeyic.com/products/pushbutton-switches/av1911r324q04/33531365.html
AV1920D124R04 | TE Connectivity | 100: 19.1016 1,000: 17.3874 2,000: 15.7515 | circular，short hair，PUSHBUTTON shut-Instantaneous DPST-NO circular-diameter19.20 1000000Cycles 20V white 50000Cycles panel mount |  |  |  | No Marking | Round, Button, Flush | AV1920 | DPDT |  | Silver |  |  | 0.4VA (AC/DC) |  |  | 50,000 Cycles | Spot LED |  |  |  | LED, White | 24 VDC | IP67 - Dust Tight, Waterproof | [10 empty] | 1,000,000 Cycles | Not Applicable |  | Panel Mount, Front |  |  |  | -20°C ~ 55°C |  |  | Tray |  | Circular - 19.20mm Dia | [5 empty] | AV19 |  |  |  |  | On-Mom |  |  | Solder Lug | 20 V | 20 V | 1000 | https://www.unikeyic.com/media/datasheet/f2/8d/b6c2/f2/23578d49a3e0f897be989737988c43ba.pdf | https://www.unikeyic.com/products/pushbutton-switches/av1920d124r04/30496819.html
AV1920E512R04 | TE Connectivity | 9: 13.706 21: 13.453 41: 13.2 81: 12.947 | circular，short hair，PUSHBUTTON On-Mom DPDT circular-19.20(Dia) 1000000Cycles 20V 20V yellow 50000Cycles welding mounting，panel mount |  |  |  | No Marking | Round, Button, Flush | AV1920 | DPDT |  | Silver |  |  | 0.4VA (AC/DC) |  |  | 50,000 Cycles | - |  |  |  | LED, Yellow | 12 VDC | IP67 - Dust Tight, Waterproof | [10 empty] | 1,000,000 Cycles | Not Applicable |  | Panel Mount, Front |  |  |  | -20°C ~ 55°C |  |  | Tray |  | Circular - 19.20mm Dia |  |  | 7042332 |  |  | AV19 |  |  |  |  | On-Mom |  |  | Solder Lug | 20 V | 20 V | 93 | https://www.unikeyic.com/media/datasheet/5f/26/ed99/5f/35cdd5b699edda73a8f05aea8f0a61d9.pdf | https://www.unikeyic.com/products/pushbutton-switches/av1920e512r04/29952513.html
AV1920E524Q04 | TE Connectivity | 9: 13.024 22: 12.782 43: 12.54 | On-Mom DPDT circular-19.20(Dia) 1000000Cycles 250V yellow 50000Cycles welding mounting，panel mount |  |  |  | No Marking | Round, Button, Flush | AV1920 | DPDT |  | Silver |  |  | 3A (AC) |  |  | 50,000 Cycles | - |  |  |  | LED, Yellow | 24 VDC | IP67 - Dust Tight, Waterproof | [10 empty] | 1,000,000 Cycles | Not Applicable |  | Panel Mount, Front |  |  |  | -20°C ~ 55°C |  |  | Tray |  | Circular - 19.20mm Dia |  |  | 6043804 |  |  | AV19 |  |  |  |  | On-Mom |  |  | Solder Lug | 250 V |  | 46 | https://www.unikeyic.com/media/datasheet/c0/0d/3e11/c00d3e117215be7a33054d6fbc008223.pdf | https://www.unikeyic.com/products/pushbutton-switches/av1920e524q04/30287926.html
AV1920E712Q04 | TE Connectivity | 100: 20.3907 300: 18.992 500: 18.3733 | Tyco silver button switch, panel mount, Instantaneous operation, Panel opening diameter19.2mm, With indicator light, DPDT |  |  |  | No Marking | Round, Button, Flush | AV1920 | DPDT |  | Silver |  |  | 3A (AC) |  |  | 50,000 Cycles | - |  |  |  | LED, Blue | 12 VDC | IP67 - Dust Tight, Waterproof | [10 empty] | 1,000,000 Cycles | Not Applicable |  | Panel Mount, Front |  |  |  | -20°C ~ 55°C |  |  | Tray |  | Circular - 19.20mm Dia |  |  | 6043807 |  |  | AV19 |  |  |  |  | On-Mom |  |  | Solder Lug | 250 V |  | 103 | https://www.unikeyic.com/media/datasheet/5f/26/ed99/5f/35cdd5b699edda73a8f05aea8f0a61d9.pdf | https://www.unikeyic.com/products/pushbutton-switches/av1920e712q04/34014273.html
AV1920P324Q04 | TE Connectivity | 1: 24.4207 5: 22.7927 10: 22.3857 20: 22.3857 50: 22.3857 | On-Mom DPDT Switch, Round 19.20mm Dia, 1M Cycles @ 250V, 50k Cycles, Solder Mount, Panel Mount |  |  |  | Power Symbol | Round, Button, Flush | AV1920 | DPDT |  | Silver |  |  | 3A (AC) |  |  | 50,000 Cycles | - |  |  |  | LED, Red | 24 VDC | IP67 - Dust Tight, Waterproof | [10 empty] | 1,000,000 Cycles | Not Applicable |  | Panel Mount, Front |  |  |  | -20°C ~ 55°C |  |  | Tray |  | Circular - 19.20mm Dia |  |  | 6043762 |  |  | AV19 |  |  |  |  | On-Mom |  |  | Solder Lug | 250 V |  | 2 | https://www.unikeyic.com/media/datasheet/b0/4c/8c0f/b0/d24a372cc7a456ce7fe61b0f49fdc96a.pdf | https://www.unikeyic.com/products/pushbutton-switches/av1920p324q04/1088685.html
AV1920P712Q04 | TE Connectivity | 1: 27.0587 10: 23.3507 25: 22.0153 50: 21.0538 | Round On-Mom DPDT circular-19.20(Dia) 1000000Cycles 250V Blue 50000Cycles 3A welding mounting，panel mount |  |  |  | Power Symbol | Round, Button, Flush | AV1920 | DPDT |  | Silver |  |  | 3A (AC) |  |  | 50,000 Cycles | - |  |  |  | LED, Blue | 12 VDC | IP67 - Dust Tight, Waterproof | [10 empty] | 1,000,000 Cycles | Not Applicable |  | Panel Mount, Front |  |  |  | -20°C ~ 55°C |  |  | Tray |  | Circular - 19.20mm Dia |  |  | 6043767 |  |  | AV19 |  |  |  |  | On-Mom |  |  | Solder Lug | 250 V |  | 27 | https://www.unikeyic.com/media/datasheet/b0/4c/8c0f/b0/d24a372cc7a456ce7fe61b0f49fdc96a.pdf | https://www.unikeyic.com/products/pushbutton-switches/av1920p712q04/34090406.html
AV1920P724R04 | TE Connectivity | 100: 19.1016 1,000: 17.3874 2,000: 15.7515 | Round Flat Top Button Switch, On-Mom DPDT, 19.20mm Dia, 1M Cycles @20V, Blue, 50k Cycles, Solder Mount, Panel Mount |  |  |  | Power Symbol | Round, Button, Flush | AV1920 | DPDT |  | Silver |  |  | 0.4VA (AC/DC) |  |  | 50,000 Cycles | - |  |  |  | LED, Blue | 24 VDC | IP67 - Dust Tight, Waterproof | [10 empty] | 1,000,000 Cycles | Not Applicable |  | Panel Mount, Front |  |  |  | -20°C ~ 55°C |  |  | Tray |  | Circular - 19.20mm Dia |  |  | 7042347 |  |  | AV19 |  |  |  |  | On-Mom |  |  | Solder Lug | 20 V | 20 V | 1000 | https://www.unikeyic.com/media/datasheet/b0/4c/8c0f/b0/d24a372cc7a456ce7fe61b0f49fdc96a.pdf | https://www.unikeyic.com/products/pushbutton-switches/av1920p724r04/30738429.html
AV1921D124Q04 | TE Connectivity | 100: 18.232 1,000: 16.5958 2,000: 15.0344 | circular，short hair，PUSHBUTTON On-On DPDT circular-19.20(Dia) 500000Cycles 250V white 50000Cycles 3A(AC) welding mounting，panel mount |  |  |  | No Marking | Round, Button, Flush | AV1921 | DPDT |  | Silver |  |  | 3A (AC) |  |  | 50,000 Cycles | Spot LED |  |  |  | LED, White | 24 VDC | IP67 - Dust Tight, Waterproof | [10 empty] | 500,000 Cycles | Not Applicable |  | Panel Mount, Front |  |  |  | -20°C ~ 55°C |  |  | Tray |  | Circular - 19.20mm Dia |  |  | 7042370 |  |  | AV19 |  |  |  |  | On-On |  |  | Solder Lug | 250 V |  | 1000 | https://www.unikeyic.com/media/datasheet/c3/ab/acff/c3/f9401e95d948ff030eb79b847508c2c5.pdf | https://www.unikeyic.com/products/pushbutton-switches/av1921d124q04/29549731.html
AV1921D312R04 | TE Connectivity | 100: 18.232 1,000: 16.5958 2,000: 15.0344 | circular，short hair，PUSHBUTTON Off-On DPST circular-19.20(Dia) 500000Cycles 20V 20V red 50000Cycles welding mounting，panel mount |  |  |  | No Marking | Round, Button, Flush | AV1921 | DPDT |  | Silver |  |  | 0.4VA (AC/DC) |  |  | 50,000 Cycles | Spot LED |  |  |  | LED, Red | 12 VDC | IP67 - Dust Tight, Waterproof | [10 empty] | 500,000 Cycles | Not Applicable |  | Panel Mount, Front |  |  |  | -20°C ~ 55°C |  |  | Tray |  | Circular - 19.20mm Dia |  |  | 7042373 |  |  | AV19 |  |  |  |  | On-On |  |  | Solder Lug | 20 V | 20 V | 1000 | https://www.unikeyic.com/media/datasheet/c3/ab/acff/c3/f9401e95d948ff030eb79b847508c2c5.pdf | https://www.unikeyic.com/products/pushbutton-switches/av1921d312r04/30861941.html
AV1921D512Q04 | TE Connectivity | 100: 17.3649 1,000: 15.8065 2,000: 14.3193 | circular，short hair，PUSHBUTTON On-On DPDT circular-19.20(Dia) 500000Cycles 250V yellow 50000Cycles 3A(AC) welding mounting，panel mount |  |  |  | No Marking | Round, Button, Flush | AV1921 | DPDT |  | Silver |  |  | 3A (AC) |  |  | 50,000 Cycles | Spot LED |  |  |  | LED, Yellow | 12 VDC | IP67 - Dust Tight, Waterproof | [10 empty] | 500,000 Cycles | Not Applicable |  | Panel Mount, Front |  |  |  | -20°C ~ 55°C |  |  | Tray |  | Circular - 19.20mm Dia | [5 empty] | AV19 |  |  |  |  | On-On |  |  | Solder Lug | 250 V |  | 1000 | https://www.unikeyic.com/media/datasheet/c3/ab/acff/c3/f9401e95d948ff030eb79b847508c2c5.pdf | https://www.unikeyic.com/products/pushbutton-switches/av1921d512q04/30233527.html
AV1921D524R04 | TE Connectivity | 100: 18.232 1,000: 16.5958 2,000: 15.0344 | circular，short hair，PUSHBUTTON Off-On DPST circular-19.20(Dia) 500000Cycles 20V 20V yellow 50000Cycles welding mounting，panel mount |  |  |  | No Marking | Round, Button, Flush | AV1921 | DPDT |  | Silver |  |  | 0.4VA (AC/DC) |  |  | 50,000 Cycles | Spot LED |  |  |  | LED, Yellow | 24 VDC | IP67 - Dust Tight, Waterproof | [10 empty] | 500,000 Cycles | Not Applicable |  | Panel Mount, Front |  |  |  | -20°C ~ 55°C |  |  | Tray |  | Circular - 19.20mm Dia | [5 empty] | AV19 |  |  |  |  | On-On |  |  | Solder Lug | 20 V | 20 V | 1000 | https://www.unikeyic.com/media/datasheet/c3/ab/acff/c3/f9401e95d948ff030eb79b847508c2c5.pdf | https://www.unikeyic.com/products/pushbutton-switches/av1921d524r04/30309404.html
AV1921E312R04 | TE Connectivity | 100: 17.3649 1,000: 15.8065 2,000: 14.3193 | circular，short hair，PUSHBUTTON On-On DPDT circular-19.20(Dia) 500000Cycles 20V 20V red 50000Cycles welding mounting，panel mount |  |  |  | No Marking | Round, Button, Flush | AV1921 | DPDT |  | Silver |  |  | 0.4VA (AC/DC) |  |  | 50,000 Cycles | - |  |  |  | LED, Red | 12 VDC | IP67 - Dust Tight, Waterproof | [10 empty] | 500,000 Cycles | Not Applicable |  | Panel Mount, Front |  |  |  | -20°C ~ 55°C |  |  | Tray |  | Circular - 19.20mm Dia | [5 empty] | AV19 |  |  |  |  | On-On |  |  | Solder Lug | 20 V | 20 V | 1000 | https://www.unikeyic.com/media/datasheet/5f/26/ed99/5f/35cdd5b699edda73a8f05aea8f0a61d9.pdf | https://www.unikeyic.com/products/pushbutton-switches/av1921e312r04/29615155.html
AV1921P112Q04 | TE Connectivity | 1: 27.0587 10: 23.3507 25: 22.0153 50: 21.0538 | On-On DPDT circular-19.20(Dia) 500000Cycles 250V 50000Cycles welding mounting，panel mount |  |  |  | Power Symbol | Round, Button, Flush | AV1921 | DPDT |  | Silver |  |  | 3A (AC) |  |  | 50,000 Cycles | - |  |  |  | LED, White | 12 VDC | IP67 - Dust Tight, Waterproof | [10 empty] | 500,000 Cycles | Not Applicable |  | Panel Mount, Front |  |  |  | -20°C ~ 55°C |  |  | Tray |  | Circular - 19.20mm Dia |  |  | 6043769 |  |  | AV19 |  |  |  |  | On-On |  |  | Solder Lug | 250 V |  | 41 | https://www.unikeyic.com/media/datasheet/b0/4c/8c0f/b0/d24a372cc7a456ce7fe61b0f49fdc96a.pdf | https://www.unikeyic.com/products/pushbutton-switches/av1921p112q04/1010519.html
AV1921P324Q04 | TE Connectivity | 1: 25.8692 10: 22.3231 25: 21.0462 50: 20.1275 100: 19.2472 300: 17.9271 500: 17.3429 | TE Connectivity silver button switch, panel mount, Latching operation, Panel opening diameter19.2mm, With indicator light, DPDT |  |  |  | Power Symbol | Round, Button, Flush | AV1921 | DPDT |  | Silver |  |  | 3A (AC) |  |  | 50,000 Cycles | - |  |  |  | LED, Red | 24 VDC | IP67 - Dust Tight, Waterproof | [10 empty] | 500,000 Cycles | Not Applicable |  | Panel Mount, Front |  |  |  | -20°C ~ 55°C |  |  | Tray |  | Circular - 19.20mm Dia |  |  | 6043772 |  |  | AV19 |  |  |  |  | On-On |  |  | Solder Lug | 250 V |  | 71 | https://www.unikeyic.com/media/datasheet/b0/4c/8c0f/b0/d24a372cc7a456ce7fe61b0f49fdc96a.pdf | https://www.unikeyic.com/products/pushbutton-switches/av1921p324q04/515585.html
AV1921P324R04 | TE Connectivity | 100: 18.232 1,000: 16.5958 2,000: 15.0344 | circular，short hair，PUSHBUTTON Off-On DPST circular-19.20(Dia) 500000Cycles 20V 20V red 50000Cycles welding mounting，panel mount |  |  |  | Power Symbol | Round, Button, Flush | AV1921 | DPDT |  | Silver |  |  | 0.4VA (AC/DC) |  |  | 50,000 Cycles | - |  |  |  | LED, Red | 24 VDC | IP67 - Dust Tight, Waterproof | [10 empty] | 500,000 Cycles | Not Applicable |  | Panel Mount, Front |  |  |  | -20°C ~ 55°C |  |  | Tray |  | Circular - 19.20mm Dia |  |  | 7042401 |  |  | AV19 |  |  |  |  | On-On |  |  | Solder Lug | 20 V | 20 V | 1000 | https://www.unikeyic.com/media/datasheet/b0/4c/8c0f/b0/d24a372cc7a456ce7fe61b0f49fdc96a.pdf | https://www.unikeyic.com/products/pushbutton-switches/av1921p324r04/1189254.html
AV1921P724Q04 | TE Connectivity | 6: 20.284 15: 17.721 29: 17.281 57: 16.863 100: 16.467 1,000: 15.422 2,000: 14.377 5,000: 13.332 | TE Connectivity silver button switch, panel mount, Latching operation, Panel opening diameter19.2mm, With indicator light, DPDT |  |  |  | Power Symbol | Round, Button, Flush | AV1921 | DPDT |  | Silver |  |  | 3A (AC) |  |  | 50,000 Cycles | - |  |  |  | LED, Blue | 24 VDC | IP67 - Dust Tight, Waterproof | [10 empty] | 500,000 Cycles | Not Applicable |  | Panel Mount, Front |  |  |  | -20°C ~ 55°C |  |  | Tray |  | Circular - 19.20mm Dia | [5 empty] | AV19 |  |  |  |  | On-On |  |  | Solder Lug | 250 V |  | 38 | https://www.unikeyic.com/media/datasheet/b0/4c/8c0f/b0/d24a372cc7a456ce7fe61b0f49fdc96a.pdf | https://www.unikeyic.com/products/pushbutton-switches/av1921p724q04/30572260.html
AV19LP407 | APEM | 1: 114.5126 15: 108.796 50: 106.8945 100: 105.0294 250: 103.1279 | APEM silver button switch, panel mount, Instantaneous operation, Panel opening diameter19.2mm, No indicator light, SPDT |  |  |  | No Marking | Round, Button, Flush | AV19L | SPDT |  | Silver |  |  | 5A (AC) |  |  | 100,000 Cycles | Sealed - Fully |  |  |  | - | - | IP67 - Dust Tight, Waterproof | [10 empty] | 3,000,000 Cycles | 1 (Unlimited) |  | Panel Mount, Front |  |  |  | -20°C ~ 55°C |  |  | Bulk |  | Circular - 19.20mm Dia | [5 empty] | AV |  |  |  |  | On-Mom |  |  | Solder Lug | 125 V |  | 670 | https://www.unikeyic.com/media/datasheet/fd/05/6928/fd/91f53816f21bc79986ac11ac944d07fe.pdf | https://www.unikeyic.com/products/pushbutton-switches/av19lp407/34023615.html
AV2210EA12Q04 | TE Connectivity | 1: 31.471 10: 26.4924 20: 24.9804 50: 22.5936 100: 21.5676 200: 20.7252 | circular，short hair，PUSHBUTTON On-Mom SPDT circular-22.20(Dia) 1000000Cycles 250V red，green 50000Cycles 3A(AC) SPDT welding mounting，panel mount |  |  |  | No Marking | Round, Button, Flush | AV2210 | SPDT |  | Silver |  |  | 3A (AC) |  |  | 50,000 Cycles | - |  |  |  | LED, Green/Red | 12 VDC | IP67 - Dust Tight, Waterproof | [10 empty] | 1,000,000 Cycles | 1 (Unlimited) |  | Panel Mount, Front |  |  |  | -20°C ~ 55°C |  |  | Box |  | Circular - 22.20mm Dia |  |  | 7390529 |  |  | AV22 |  |  |  |  | On-Mom |  |  | Solder Lug | 250 V |  | 9 | https://www.unikeyic.com/media/datasheet/26/31/24f3/26/e61edefef9775ce2611f4585f99edbc1.pdf | https://www.unikeyic.com/products/pushbutton-switches/av2210ea12q04/30210614.html
AV2210EG12Q04 | TE Connectivity | 7: 16.511 17: 16.203 34: 15.895 67: 15.598 100: 15.29 | circular，short hair，PUSHBUTTON On-Mom SPDT circular-22.20(Dia) 1000000Cycles 250V red，yellow 50000Cycles 3A(AC) SPDT welding mounting，panel mount |  |  |  | No Marking | Round, Button, Flush | AV2210 | SPDT |  | Silver |  |  | 3A (AC) |  |  | 50,000 Cycles | - |  |  |  | LED, Red/Yellow | 12 VDC | IP67 - Dust Tight, Waterproof | [10 empty] | 1,000,000 Cycles | 1 (Unlimited) |  | Panel Mount, Front |  |  |  | -20°C ~ 55°C |  |  | Box |  | Circular - 22.20mm Dia |  |  | 7390485 |  |  | AV22 |  |  |  |  | On-Mom |  |  | Solder Lug | 250 V |  | 100 | https://www.unikeyic.com/media/datasheet/26/31/24f3/26/e61edefef9775ce2611f4585f99edbc1.pdf | https://www.unikeyic.com/products/pushbutton-switches/av2210eg12q04/34053476.html
AV2211000Q04 | TE Connectivity | 100: 15.476 500: 15.0116 | TE Connectivity silver button switch, panel mount, Latching operation, Panel opening diameter22.2mm, No indicator light, SPDT |  |  |  | No Marking | Round, Button, Flush | AV2211 | SPDT |  | Silver |  |  | 3A (AC) |  |  | 50,000 Cycles | - |  |  |  | - | - | IP67 - Dust Tight, Waterproof | [10 empty] | 500,000 Cycles | Not Applicable |  | Panel Mount, Front |  |  |  | -20°C ~ 55°C |  |  | Tray |  | Circular - 22.20mm Dia | [5 empty] | AV22 |  |  |  |  | On-On |  |  | Solder Lug | 250 V |  | 200 | https://www.unikeyic.com/media/datasheet/c1/d0/4877/c1d048772dc42d5e143982fc8e1eaf50.pdf | https://www.unikeyic.com/products/pushbutton-switches/av2211000q04/30472200.html
AV2211E624Q04 | TE Connectivity | 1: 26.345 10: 22.7347 25: 21.434 50: 20.4981 | TE Connectivity silver button switch, panel mount, Latching operation, Panel opening diameter22.2mm, With indicator light, SPDT |  |  |  | No Marking | Round, Button, Flush | AV2211 | SPDT |  | Silver |  |  | 3A (AC) |  |  | 50,000 Cycles | - |  |  |  | LED, Green | 24 VDC | IP67 - Dust Tight, Waterproof | [10 empty] | 500,000 Cycles | Not Applicable |  | Panel Mount, Front |  |  |  | -20°C ~ 55°C |  |  | Tray |  | Circular - 22.20mm Dia | [5 empty] | AV22 |  |  |  |  | On-On |  |  | Solder Lug | 250 V |  | 77 | https://www.unikeyic.com/media/datasheet/26/31/24f3/26/e61edefef9775ce2611f4585f99edbc1.pdf | https://www.unikeyic.com/products/pushbutton-switches/av2211e624q04/33756038.html
AV2211E712Q04 | TE Connectivity | 1: 27.5332 10: 23.7624 25: 22.4026 50: 21.4246 | TE Connectivity silver button switch, panel mount, Latching operation, Panel opening diameter22.2mm, With indicator light, SPDT |  |  |  | No Marking | Round, Button, Flush | AV2211 | SPDT |  | Silver |  |  | 3A (AC) |  |  | 50,000 Cycles | - |  |  |  | LED, Blue | 12 VDC | IP67 - Dust Tight, Waterproof | [10 empty] | 500,000 Cycles | Not Applicable |  | Panel Mount, Front |  |  |  | -20°C ~ 55°C |  |  | Tray |  | Circular - 22.20mm Dia | [5 empty] | AV22 |  |  |  |  | On-On |  |  | Solder Lug | 250 V |  | 15 | https://www.unikeyic.com/media/datasheet/26/31/24f3/26/e61edefef9775ce2611f4585f99edbc1.pdf | https://www.unikeyic.com/products/pushbutton-switches/av2211e712q04/30230124.html
AV2220EG12Q04 | TE Connectivity | 7: 17.259 16: 16.94 32: 16.621 64: 16.302 | circular，short hair，PUSHBUTTON On-Mom DPDT circular-22.20(Dia) 1000000Cycles 250V red，yellow 50000Cycles 3A(AC) welding mounting，panel mount |  |  |  | No Marking | Round, Button, Flush | AV2220 | DPDT |  | Silver |  |  | 3A (AC) |  |  | 50,000 Cycles | - |  |  |  | LED, Red/Yellow | 12 VDC | IP67 - Dust Tight, Waterproof | [10 empty] | 1,000,000 Cycles | 1 (Unlimited) |  | Panel Mount, Front |  |  |  | -20°C ~ 55°C |  |  | Box |  | Circular - 22.20mm Dia |  |  | 7390490 |  |  | AV22 |  |  |  |  | On-Mom |  |  | Solder Lug | 250 V |  | 95 | https://www.unikeyic.com/media/datasheet/26/31/24f3/26/e61edefef9775ce2611f4585f99edbc1.pdf | https://www.unikeyic.com/products/pushbutton-switches/av2220eg12q04/1040529.html
AV22LC162 | APEM | 1: 37.6904 15: 36.552 50: 35.4377 100: 34.6747 250: 33.9238 | APEMPushbutton Switches, Instantaneous operation, Panel opening diameter22.2mm, No indicator light, SPDT |  |  |  | No Marking | Round, Button, Flush | AV22L | SPDT |  | Red |  |  | 5A (AC) |  |  | 100,000 Cycles | Sealed - Fully |  |  |  | - | - | IP67 - Dust Tight, Waterproof | [10 empty] | 3,000,000 Cycles | 1 (Unlimited) |  | Panel Mount, Front |  |  |  | -20°C ~ 55°C |  |  | Bulk |  | Circular - 22.20mm Dia | [5 empty] | AV |  |  |  |  | On-Mom |  |  | Solder Lug | 250 V |  | 69 | https://www.unikeyic.com/media/datasheet/2e/80/dbb1/2e/9bbad004df519a3d0a485c30caf95bc3.pdf | https://www.unikeyic.com/products/pushbutton-switches/av22lc162/29668897.html
AV2510000T5Q04 | TE Connectivity | 7: 18.161 16: 17.82 31: 17.49 61: 17.149 | circular，short hair，PUSHBUTTON On-Mom SPDT circular-25.20(Dia) 1000000Cycles 250V 50000Cycles 3A(AC) SPDT wire mounting，panel mount |  |  |  | No Marking | Round, Button, Flush | AV2510000 | SPDT |  | Silver |  |  | 3A (AC) |  |  | 50,000 Cycles | - |  |  |  | - | - | IP67 - Dust Tight, Waterproof | [10 empty] | 1,000,000 Cycles | 1 (Unlimited) |  | Panel Mount, Front |  |  |  | -20°C ~ 55°C |  |  | Box |  | Circular - 25.20mm Dia | [5 empty] | AV25 |  |  |  |  | On-Mom |  |  | Wire Leads | 250 V |  | 71 | https://www.unikeyic.com/media/datasheet/bb/62/ce72/bb/93a211c754b744634dac56bfba26e2f0.pdf | https://www.unikeyic.com/products/pushbutton-switches/av2510000t5q04/29609445.html
AV2510E312Q04 | TE Connectivity | 1: 30.294 10: 25.4124 20: 23.8572 50: 22.7556 100: 21.5136 200: 20.574 | circular，short hair，PUSHBUTTON On-Mom SPDT circular-25.20(Dia) 1000000Cycles 250V red 50000Cycles 3A(AC) SPDT welding mounting，panel mount |  |  |  | No Marking | Round, Button, Flush | AV2510 | SPDT |  | Silver |  |  | 3A (AC) |  |  | 50,000 Cycles | - |  |  |  | LED, Red | 12 VDC | IP67 - Dust Tight, Waterproof | [10 empty] | 1,000,000 Cycles | Not Applicable |  | Panel Mount, Front |  |  |  | -20°C ~ 55°C |  |  | Tray |  | Circular - 25.20mm Dia |  |  | 7322916 |  |  | AV25 |  |  |  |  | On-Mom |  |  | Solder Lug | 250 V |  | 28 | https://www.unikeyic.com/media/datasheet/26/31/24f3/26/e61edefef9775ce2611f4585f99edbc1.pdf | https://www.unikeyic.com/products/pushbutton-switches/av2510e312q04/29907348.html
AV2520E112Q04 | TE Connectivity | 7: 17.864 16: 17.534 31: 17.204 62: 16.874 | Round Flat Top Button Switch, On-Mom DPDT, 25.2mm Dia, 1M Cycles, 250V, White, 50k Cycles, 3A AC, Solder Mount, Panel Mount |  |  |  | No Marking | Round, Button, Flush | AV2520 | DPDT |  | Silver |  |  | 3A (AC) |  |  | 50,000 Cycles | - |  |  |  | LED, White | 12 VDC | IP67 - Dust Tight, Waterproof | [10 empty] | 1,000,000 Cycles | 1 (Unlimited) |  | Panel Mount, Front |  |  |  | -20°C ~ 55°C |  |  | Box |  | Circular - 25.20mm Dia |  |  | 7390505 |  |  | AV25 |  |  |  |  | On-Mom |  |  | Solder Lug | 250 V |  | 75 | https://www.unikeyic.com/media/datasheet/26/31/24f3/26/e61edefef9775ce2611f4585f99edbc1.pdf | https://www.unikeyic.com/products/pushbutton-switches/av2520e112q04/30639623.html
AV2520MA12T5Q04 | TE Connectivity | 5: 26.18 11: 25.729 22: 25.278 43: 24.827 100: 22.572 | circular，short hair，PUSHBUTTON On-Mom DPDT circular-25.20(Dia) 1000000Cycles 250V red，green 50000Cycles 3A(AC) wire mounting，panel mount |  |  |  | No Marking | Round, Button, Flush | AV2520 | DPDT |  | Silver |  |  | 3A (AC) |  |  | 50,000 Cycles | Moving LED Ring, Power Symbol |  |  |  | LED, Green/Red | 12 VDC | IP67 - Dust Tight, Waterproof | [10 empty] | 1,000,000 Cycles | 1 (Unlimited) |  | Panel Mount, Front |  |  |  | -20°C ~ 55°C |  |  | Box |  | Circular - 25.20mm Dia |  |  | 7390527 |  |  | AV25 |  |  |  |  | On-Mom |  |  | Wire Leads | 250 V |  | 100 | https://www.unikeyic.com/media/datasheet/26/31/24f3/26/e61edefef9775ce2611f4585f99edbc1.pdf | https://www.unikeyic.com/products/pushbutton-switches/av2520ma12t5q04/963069.html
AV9122F1020870K | APEM | 1: 37.7312 5: 36.5943 10: 34.384 25: 33.6574 50: 32.9186 | APEM black button switch, panel mount, Instantaneous operation, Panel opening diameter19.2mm, With indicator light, DPDT |  | - | [8 empty] | - |  | AV9122F1020870K APEM | - |  |  |  |  | Blue | [10 empty] | - | 30V | - |  |  | wire mounting, panel mount |  |  | -30℃(min) | [5 empty] | 19.2mm | [9 empty] | DPDT | - | [6 empty] | 52 | https://www.unikeyic.com/media/datasheet/cc/c8/60f7/cc/a0768c1e7922f572d868eb00896820bd.pdf | https://www.unikeyic.com/products/pushbutton-switches/av9122f1020870k/33974451.html
AV9V22F1020870K | APEM | 1: 64.7491 5: 60.8838 10: 59.0017 25: 57.745 50: 56.4883 | APEM black button switch, panel mount, Instantaneous operation, Panel opening diameter19.2mm, With indicator light, DPDT |  | flat | [8 empty] | - |  | AV9V22F1020870K APEM | - |  |  |  |  | green | [10 empty] | - | 30V | - |  |  | wire mounting, panel mount |  |  | -30℃~85℃ | [5 empty] | 19.2mm | [9 empty] | DPDT | - | [6 empty] | 32 | https://www.unikeyic.com/media/datasheet/99/45/50a9/99/d954ec9a4da92220347becc17500c29c.pdf | https://www.unikeyic.com/products/pushbutton-switches/av9v22f1020870k/33823734.html
AVC16LAIOFE13T5B04 | TE Connectivity | 3: 44.462 7: 43.692 13: 42.922 25: 42.163 | circular，short hair，PUSHBUTTON Off-On SPST circular-16.00(Dia) 50000000Cycles 24V green，Blue 50000000Cycles 1A(DC) wire mounting，panel mount |  |  |  | No Marking | Round, Button, Flush | AVC16L | SPST |  | Silver |  |  | 1A (DC) |  |  | 50,000,000 Cycles | - |  |  |  | LED, Blue/Green | - | IP68 - Dust Tight, Waterproof | [10 empty] | 50,000,000 Cycles | Not Applicable |  | Panel Mount, Front |  |  |  | -20°C ~ 65°C |  |  | Bulk |  | Circular - 16.00mm Dia |  |  | 9829333 |  |  | AVC |  |  |  |  | Off-On |  |  | Wire Leads with Connector |  | 24 V | 72 | https://www.unikeyic.com/media/datasheet/e4/b8/2212/e4b82212f2ccc1d6ff0aea48281c3a30.pdf | https://www.unikeyic.com/products/pushbutton-switches/avc16laiofe13t5b04/30226388.html
AVC16MAIOFE0DT5B04 | TE Connectivity | 1: 78.1269 10: 64.5832 25: 60.1463 50: 57.1761 100: 54.5319 | circular，short hair，PUSHBUTTON Off-Mom SPST-NO circular-16.00(Dia) 50000000Cycles 24V red，green，Blue 50000000Cycles 1A(DC) wire mounting，panel mount |  |  |  | No Marking | Round, Button, Flush | AVC16 | SPST-NO |  | Silver |  |  | 1A (DC) |  |  | 50,000,000 Cycles | - |  |  |  | LED, Blue/Green/Red | - | IP68 - Dust Tight, Waterproof | [10 empty] | 50,000,000 Cycles | Not Applicable |  | Panel Mount, Front |  |  |  | -20°C ~ 65°C |  |  | Bulk |  | Circular - 16.00mm Dia |  |  | 9829345 |  |  | AVC |  |  |  |  | Off-Mom |  |  | Wire Leads with Connector |  | 24 V | 64 | https://www.unikeyic.com/media/datasheet/b5/7b/d653/b57bd653d6ab8f08bc6c8fcbd2eca295.pdf | https://www.unikeyic.com/products/pushbutton-switches/avc16maiofe0dt5b04/29728918.html
AVH19LSFPB121604 | TE Connectivity | 10: 17.754 20: 17.424 40: 17.094 70: 16.764 | On-On SPDT circular-19.10(Dia) 500000Cycles 125V 50000Cycles SPDT panel mount |  |  |  | Power Symbol | Round, Button, Flush | AVH19L | SPDT |  | Silver |  |  | 16A (AC) |  |  | 50,000 Cycles | - |  |  |  | LED, Blue/Red | 12 VDC | IP67 - Dust Tight, Waterproof | [10 empty] | 500,000 Cycles | Not Applicable |  | Panel Mount, Front |  |  |  | -25°C ~ 85°C |  |  | Box |  | Circular - 19.10mm Dia |  |  | 11689832 |  |  | AVH |  |  |  |  | On-On |  |  | Quick Connect - 0.187" (4.7mm) | 125 V |  | 80 | https://www.unikeyic.com/media/datasheet/98/fb/4678/98fb467821ba4ad2badf950496f4bf40.pdf | https://www.unikeyic.com/products/pushbutton-switches/avh19lsfpb121604/30559960.html
AVH19MSFE1241604 | TE Connectivity | 100: 20.9019 1,000: 18.4902 2,000: 16.207 | On-Mom SPDT Round -19.10(Dia) 125V SPDT Panel Mount |  |  |  | Power Symbol | Round, Button, Flush | AVH19M | SPDT |  | Silver |  |  | 16A (AC) |  |  | 50,000 Cycles |  |  |  |  | LED, White | 24 VDC | IP67 - Dust Tight, Waterproof | [10 empty] | 1,000,000 Cycles | Not Applicable |  | Panel Mount, Front |  |  |  | -25°C ~ 85°C |  |  | Box |  | Circular - 19.10mm Dia |  |  | 11689732 |  |  | AVH |  |  |  |  | On-Mom |  |  | Quick Connect - 0.187" (4.7mm) | 125 V |  | 1000 | https://www.unikeyic.com/media/about_us/Unikey_ISO_9001_Certification.pdf | https://www.unikeyic.com/products/pushbutton-switches/avh19msfe1241604/23593115.html
AVH19MSFE15242604 | TE Connectivity | 100: 27.3388 1,000: 24.1843 2,000: 21.1981 | On-Mom SPDT, Round, 19.10 Dia, 125V, Panel Mount |  |  |  | Power Symbol | Round, Button, Flush | AVH19M | SPDT |  | Silver |  |  | 26A (AC) |  |  | 10,000 Cycles |  |  |  |  | LED, Yellow | 24 VDC | IP67 - Dust Tight, Waterproof | [10 empty] | 1,000,000 Cycles | Not Applicable |  | Panel Mount, Front |  |  |  | -25°C ~ 85°C |  |  | Box |  | Circular - 19.10mm Dia |  |  | 11689744 |  |  | AVH |  |  |  |  | On-Mom |  |  | Quick Connect - 0.250" (6.3mm) | 125 V |  | 1000 | https://www.unikeyic.com/media/about_us/Unikey_ISO_9001_Certification.pdf | https://www.unikeyic.com/products/pushbutton-switches/avh19msfe15242604/29790397.html
AVH19MSFE16242604 | TE Connectivity | 1: 34.0804 5: 34.0804 10: 33.4718 20: 33.4718 | On-Mom SPDT Pushbutton Switch, Round 19.10mm Dia, 125V, Panel Mount |  |  |  | Power Symbol | Round, Button, Flush | AVH19M | SPDT |  | Silver |  |  | 26A (AC) |  |  | 10,000 Cycles | - |  |  |  | LED, Green | 24 VDC | IP67 - Dust Tight, Waterproof | [10 empty] | 1,000,000 Cycles | Not Applicable |  | Panel Mount, Front |  |  |  | -25°C ~ 85°C |  |  | Box |  | Circular - 19.10mm Dia | [5 empty] | AVH |  |  |  |  | On-Mom |  |  | Quick Connect - 0.250" (6.3mm) | 125 V |  | 99 | https://www.unikeyic.com/media/datasheet/98/fb/4678/98fb467821ba4ad2badf950496f4bf40.pdf | https://www.unikeyic.com/products/pushbutton-switches/avh19msfe16242604/33477847.html
AVH19MSFE17122604 | TE Connectivity | 10: 19.767 20: 19.404 30: 19.041 60: 18.667 | On-Mom SPDT Round-19.10(Dia) 1M Cycles 125V 10k Cycles SPDT Panel Mount |  |  |  | Power Symbol | Round, Button, Flush | AVH19M | SPDT |  | Silver |  |  | 26A (AC) |  |  | 10,000 Cycles | - |  |  |  | LED, Blue | 12 VDC | IP67 - Dust Tight, Waterproof | [10 empty] | 1,000,000 Cycles | Not Applicable |  | Panel Mount, Front |  |  |  | -25°C ~ 85°C |  |  | Box |  | Circular - 19.10mm Dia |  |  | 11689657 |  |  | AVH |  |  |  |  | On-Mom |  |  | Quick Connect - 0.250" (6.3mm) | 125 V |  | 80 | https://www.unikeyic.com/media/datasheet/98/fb/4678/98fb467821ba4ad2badf950496f4bf40.pdf | https://www.unikeyic.com/products/pushbutton-switches/avh19msfe17122604/451472.html
AVH19MSFE3241604 | TE Connectivity | 1: 25.0493 5: 23.3793 10: 22.9618 20: 22.9618 50: 22.9618 | On-Mom SPDT, Round, 19.10 Dia, 125V, Panel Mount |  |  |  | No Marking | Round, Button, Flush | AVH19M | SPDT |  | Silver |  |  | 16A (AC) |  |  | 50,000 Cycles | - |  |  |  | LED, Red | 24 VDC | IP67 - Dust Tight, Waterproof | [10 empty] | 1,000,000 Cycles | Not Applicable |  | Panel Mount, Front |  |  |  | -25°C ~ 85°C |  |  | Box |  | Circular - 19.10mm Dia | [5 empty] | AVH |  |  |  |  | On-Mom |  |  | Quick Connect - 0.187" (4.7mm) | 125 V |  | 69 | https://www.unikeyic.com/media/datasheet/98/fb/4678/98fb467821ba4ad2badf950496f4bf40.pdf | https://www.unikeyic.com/products/pushbutton-switches/avh19msfe3241604/1074068.html
AVH19MSFE3242604 | TE Connectivity | 10: 18.48 20: 18.139 30: 17.798 60: 17.457 | On-Mom SPDT circular-19.10(Dia) 125V SPDT panel mount |  |  |  | No Marking | Round, Button, Flush | AVH19M | SPDT |  | Silver |  |  | 26A (AC) |  |  | 10,000 Cycles | - |  |  |  | LED, Red | 24 VDC | IP67 - Dust Tight, Waterproof | [10 empty] | 1,000,000 Cycles | Not Applicable |  | Panel Mount, Front |  |  |  | -25°C ~ 85°C |  |  | Box |  | Circular - 19.10mm Dia | [5 empty] | AVH |  |  |  |  | On-Mom |  |  | Quick Connect - 0.250" (6.3mm) | 125 V |  | 80 | https://www.unikeyic.com/media/datasheet/98/fb/4678/98fb467821ba4ad2badf950496f4bf40.pdf | https://www.unikeyic.com/products/pushbutton-switches/avh19msfe3242604/30018827.html
AVH19MSFPB121604 | TE Connectivity | 10: 17.754 20: 17.424 40: 17.094 70: 16.764 | On-Mom SPDT circular-19.10(Dia) 1000000Cycles 125V 50000Cycles SPDT panel mount |  |  |  | Power Symbol | Round, Button, Flush | AVH19M | SPDT |  | Silver |  |  | 16A (AC) |  |  | 50,000 Cycles | - |  |  |  | LED, Blue/Red | 12 VDC | IP67 - Dust Tight, Waterproof | [10 empty] | 1,000,000 Cycles | Not Applicable |  | Panel Mount, Front |  |  |  | -25°C ~ 85°C |  |  | Box |  | Circular - 19.10mm Dia |  |  | 11689639 |  |  | AVH |  |  |  |  | On-Mom |  |  | Quick Connect - 0.187" (4.7mm) | 125 V |  | 80 | https://www.unikeyic.com/media/datasheet/98/fb/4678/98fb467821ba4ad2badf950496f4bf40.pdf | https://www.unikeyic.com/products/pushbutton-switches/avh19msfpb121604/30163818.html
AVH22LSSFE13122604 | TE Connectivity | 10: 21.681 20: 21.274 30: 20.878 60: 20.471 | On-On SPDT circular-22.20(Dia) 500000Cycles 125V 10000Cycles SPDT panel mount |  |  |  | Power Symbol | Round, Button, Flush | AVH22L | SPDT |  | Silver |  |  | 26A (AC) |  |  | 10,000 Cycles | - |  |  |  | LED, Red | 12 VDC | IP67 - Dust Tight, Waterproof | [10 empty] | 500,000 Cycles | Not Applicable |  | Panel Mount, Front |  |  |  | -25°C ~ 85°C |  |  | Box |  | Circular - 22.20mm Dia | [5 empty] | AVH |  |  |  |  | On-On |  |  | Quick Connect - 0.250" (6.3mm) | 125 V |  | 80 | https://www.unikeyic.com/media/datasheet/98/fb/4678/98fb467821ba4ad2badf950496f4bf40.pdf | https://www.unikeyic.com/products/pushbutton-switches/avh22lssfe13122604/285579.html
AVH22LSSFE13242604 | TE Connectivity | 10: 21.681 20: 21.274 30: 20.878 60: 20.471 | On-On SPDT circular-22.20(Dia) 500000Cycles 125V 10000Cycles SPDT panel mount |  |  |  | Power Symbol | Round, Button, Flush | AVH22L | SPDT |  | Silver |  |  | 26A (AC) |  |  | 10,000 Cycles | - |  |  |  | LED, Red | 24 VDC | IP67 - Dust Tight, Waterproof | [10 empty] | 500,000 Cycles | Not Applicable |  | Panel Mount, Front |  |  |  | -25°C ~ 85°C |  |  | Box |  | Circular - 22.20mm Dia | [5 empty] | AVH |  |  |  |  | On-On |  |  | Quick Connect - 0.250" (6.3mm) | 125 V |  | 80 | https://www.unikeyic.com/media/datasheet/98/fb/4678/98fb467821ba4ad2badf950496f4bf40.pdf | https://www.unikeyic.com/products/pushbutton-switches/avh22lssfe13242604/30087697.html
AVH22LSSFE15122604 | TE Connectivity | 100: 30.8664 1,000: 27.3049 2,000: 23.9333 | On-On SPDT, Round, 22.20mm Dia, 125V, Panel Mount |  |  |  | Power Symbol | Round, Button, Flush | AVH22L | SPDT |  | Silver |  |  | 26A (AC) |  |  | 10,000 Cycles |  |  |  |  | LED, Yellow | 12 VDC | IP67 - Dust Tight, Waterproof | [10 empty] | 500,000 Cycles | Not Applicable |  | Panel Mount, Front |  |  |  | -25°C ~ 85°C |  |  | Box |  | Circular - 22.20mm Dia |  |  | 11689762 |  |  | AVH |  |  |  |  | On-On |  |  | Quick Connect - 0.250" (6.3mm) | 125 V |  | 1000 | https://www.unikeyic.com/media/about_us/Unikey_ISO_9001_Certification.pdf | https://www.unikeyic.com/products/pushbutton-switches/avh22lssfe15122604/29786415.html
AVH22LSSFE3122604 | TE Connectivity | 10: 31.7261 30: 29.56 | On-On SPDT circular-22.20(Dia) 500000Cycles 125V 10000Cycles SPDT panel mount |  |  |  | No Marking | Round, Button, Flush | AVH22L | SPDT |  | Silver |  |  | 26A (AC) |  |  | 10,000 Cycles | - |  |  |  | LED, Red | 12 VDC | IP67 - Dust Tight, Waterproof | [10 empty] | 500,000 Cycles | Not Applicable |  | Panel Mount, Front |  |  |  | -25°C ~ 85°C |  |  | Box |  | Circular - 22.20mm Dia |  |  | 11689694 |  |  | AVH |  |  |  |  | On-On |  |  | Quick Connect - 0.250" (6.3mm) | 125 V |  | 38 | https://www.unikeyic.com/media/datasheet/98/fb/4678/98fb467821ba4ad2badf950496f4bf40.pdf | https://www.unikeyic.com/products/pushbutton-switches/avh22lssfe3122604/33915868.html
AVH22LSSFE6121604 | TE Connectivity | 10: 16.566 20: 16.258 40: 15.95 70: 15.642 | On-On SPDT, Round, 22.20mm Dia, 125V, Panel Mount |  |  |  | No Marking | Round, Button, Flush | AVH22L | SPDT |  | Silver |  |  | 16A (AC) |  |  | 50,000 Cycles | - |  |  |  | LED, Green | 12 VDC | IP67 - Dust Tight, Waterproof | [10 empty] | 500,000 Cycles | Not Applicable |  | Panel Mount, Front |  |  |  | -25°C ~ 85°C |  |  | Box |  | Circular - 22.20mm Dia | [5 empty] | AVH |  |  |  |  | On-On |  |  | Quick Connect - 0.187" (4.7mm) | 125 V |  | 85 | https://www.unikeyic.com/media/datasheet/98/fb/4678/98fb467821ba4ad2badf950496f4bf40.pdf | https://www.unikeyic.com/products/pushbutton-switches/avh22lssfe6121604/30024475.html
AVH22LSSFEA121604 | TE Connectivity | 10: 18.216 20: 17.886 40: 17.545 70: 17.204 | SPDT Switch Round 22.20mm Dia 500000 Cycles 125V 50000 Cycles Panel Mount |  |  |  | No Marking | Round, Button, Flush | AVH22L | SPDT |  | Silver |  |  | 16A (AC) |  |  | 50,000 Cycles | - |  |  |  | LED, Green/Red | 12 VDC | IP67 - Dust Tight, Waterproof | [10 empty] | 500,000 Cycles | Not Applicable |  | Panel Mount, Front |  |  |  | -25°C ~ 85°C |  |  | Box |  | Circular - 22.20mm Dia | [5 empty] | AVH |  |  |  |  | On-On |  |  | Quick Connect - 0.187" (4.7mm) | 125 V |  | 80 | https://www.unikeyic.com/media/datasheet/98/fb/4678/98fb467821ba4ad2badf950496f4bf40.pdf | https://www.unikeyic.com/products/pushbutton-switches/avh22lssfea121604/29580410.html
AVH22LSSFO001604 | TE Connectivity | 1: 21.3478 5: 19.9246 10: 19.5688 20: 19.5688 50: 19.5688 | SPDT Switch, On-On, Round, 22.20mm Dia, 125V, Panel Mount |  |  |  | No Marking | Round, Button, Flush | AVH22L | SPDT |  | Silver |  |  | 16A (AC) |  |  | 50,000 Cycles | - |  |  |  | - | - | IP67 - Dust Tight, Waterproof | [10 empty] | 500,000 Cycles | Not Applicable |  | Panel Mount, Front |  |  |  | -25°C ~ 85°C |  |  | Box |  | Circular - 22.20mm Dia |  |  | 11689831 |  |  | AVH |  |  |  |  | On-On |  |  | Quick Connect - 0.187" (4.7mm) | 125 V |  | 45 | https://www.unikeyic.com/media/datasheet/98/fb/4678/98fb467821ba4ad2badf950496f4bf40.pdf | https://www.unikeyic.com/products/pushbutton-switches/avh22lssfo001604/27696740.html
AVH22MSSFE1B122604 | TE Connectivity | 5: 25.619 11: 25.179 22: 24.728 43: 24.288 100: 22.077 | On-Mom SPDT circular-22.20(Dia) 125V SPDT panel mount |  |  |  | Power Symbol | Round, Button, Flush | AVH22M | SPDT |  | Silver |  |  | 26A (AC) |  |  | 10,000 Cycles | - |  |  |  | LED, Blue/Red | 12 VDC | IP67 - Dust Tight, Waterproof | [10 empty] | 1,000,000 Cycles | Not Applicable |  | Panel Mount, Front |  |  |  | -25°C ~ 85°C |  |  | Box |  | Circular - 22.20mm Dia |  |  | 11689690 |  |  | AVH |  |  |  |  | On-Mom |  |  | Quick Connect - 0.250" (6.3mm) | 125 V |  | 180 | https://www.unikeyic.com/media/datasheet/98/fb/4678/98fb467821ba4ad2badf950496f4bf40.pdf | https://www.unikeyic.com/products/pushbutton-switches/avh22mssfe1b122604/34044257.html
AVH22MSSFE3121604 | TE Connectivity | 10: 16.566 20: 16.258 40: 15.95 70: 15.642 | On-Mom SPDT circular-22.20(Dia) 1000000Cycles 125V 50000Cycles SPDT panel mount |  |  |  | No Marking | Round, Button, Flush | AVH22M | SPDT |  | Silver |  |  | 16A (AC) |  |  | 50,000 Cycles | - |  |  |  | LED, Red | 12 VDC | IP67 - Dust Tight, Waterproof | [10 empty] | 1,000,000 Cycles | Not Applicable |  | Panel Mount, Front |  |  |  | -25°C ~ 85°C |  |  | Box |  | Circular - 22.20mm Dia | [5 empty] | AVH |  |  |  |  | On-Mom |  |  | Quick Connect - 0.187" (4.7mm) | 125 V |  | 80 | https://www.unikeyic.com/media/datasheet/98/fb/4678/98fb467821ba4ad2badf950496f4bf40.pdf | https://www.unikeyic.com/products/pushbutton-switches/avh22mssfe3121604/167760.html
AVH25LSSFE7241604 | TE Connectivity | 10: 19.041 20: 18.689 30: 18.337 60: 17.985 | On-On SPDT Switch, Round, Dia 25.20mm, 500000 Cycles, 125V, 50000 Cycles, Panel Mount |  |  |  | No Marking | Round, Button, Flush | AVH25L | SPDT |  | Silver |  |  | 16A (AC) |  |  | 50,000 Cycles | - |  |  |  | LED, Blue | 24 VDC | IP67 - Dust Tight, Waterproof | [10 empty] | 500,000 Cycles | Not Applicable |  | Panel Mount, Front |  |  |  | -25°C ~ 85°C |  |  | Box |  | Circular - 25.20mm Dia | [5 empty] | AVH |  |  |  |  | On-On |  |  | Quick Connect - 0.187" (4.7mm) | 125 V |  | 80 | https://www.unikeyic.com/media/datasheet/98/fb/4678/98fb467821ba4ad2badf950496f4bf40.pdf | https://www.unikeyic.com/products/pushbutton-switches/avh25lssfe7241604/534100.html
AVH25LSSFE7242604 | TE Connectivity | 10: 22.66 20: 22.242 30: 21.824 50: 21.406 | On-On SPDT circular-25.20(Dia) 500000Cycles 125V 10000Cycles SPDT panel mount |  |  |  | No Marking | Round, Button, Flush | AVH25L | SPDT |  | Silver |  |  | 26A (AC) |  |  | 10,000 Cycles | - |  |  |  | LED, Blue | 24 VDC | IP67 - Dust Tight, Waterproof | [10 empty] | 500,000 Cycles | Not Applicable |  | Panel Mount, Front |  |  |  | -25°C ~ 85°C |  |  | Box |  | Circular - 25.20mm Dia | [5 empty] | AVH |  |  |  |  | On-On |  |  | Quick Connect - 0.250" (6.3mm) | 125 V |  | 80 | https://www.unikeyic.com/media/datasheet/98/fb/4678/98fb467821ba4ad2badf950496f4bf40.pdf | https://www.unikeyic.com/products/pushbutton-switches/avh25lssfe7242604/29735328.html
AVH25MSSFE17241604 | TE Connectivity | 10: 20.372 20: 19.987 30: 19.613 60: 19.239 | On-Mom SPDT circular-25.20(Dia) 1000000Cycles 125V 50000Cycles SPDT panel mount |  |  |  | Power Symbol | Round, Button, Flush | AVH25M | SPDT |  | Silver |  |  | 16A (AC) |  |  | 50,000 Cycles | - |  |  |  | LED, Blue | 24 VDC | IP67 - Dust Tight, Waterproof | [10 empty] | 1,000,000 Cycles | Not Applicable |  | Panel Mount, Front |  |  |  | -25°C ~ 85°C |  |  | Box |  | Circular - 25.20mm Dia | [5 empty] | AVH |  |  |  |  | On-Mom |  |  | Quick Connect - 0.187" (4.7mm) | 125 V |  | 80 | https://www.unikeyic.com/media/datasheet/98/fb/4678/98fb467821ba4ad2badf950496f4bf40.pdf | https://www.unikeyic.com/products/pushbutton-switches/avh25mssfe17241604/30139785.html
AVH25MSSFE1B242604 | TE Connectivity | 4: 28.611 10: 28.116 20: 27.632 39: 27.137 | On-Mom SPDT circular-25.20(Dia) 1000000Cycles 125V 10000Cycles SPDT panel mount |  |  |  | Power Symbol | Round, Button, Flush | AVH25M | SPDT |  | Silver |  |  | 26A (AC) |  |  | 10,000 Cycles | - |  |  |  | LED, Blue/Red | 24 VDC | IP67 - Dust Tight, Waterproof | [10 empty] | 1,000,000 Cycles | Not Applicable |  | Panel Mount, Front |  |  |  | -25°C ~ 85°C |  |  | Box |  | Circular - 25.20mm Dia | [5 empty] | AVH |  |  |  |  | On-Mom |  |  | Quick Connect - 0.250" (6.3mm) | 125 V |  | 80 | https://www.unikeyic.com/media/datasheet/98/fb/4678/98fb467821ba4ad2badf950496f4bf40.pdf | https://www.unikeyic.com/products/pushbutton-switches/avh25mssfe1b242604/30756358.html
AVH25MSSFE3122604 | TE Connectivity | 10: 22.66 20: 22.242 30: 21.824 50: 21.406 | On-Mom SPDT circular-25.20(Dia) 1000000Cycles 125V 10000Cycles SPDT panel mount |  |  |  | No Marking | Round, Button, Flush | AVH25M | SPDT |  | Silver |  |  | 26A (AC) |  |  | 10,000 Cycles | - |  |  |  | LED, Red | 12 VDC | IP67 - Dust Tight, Waterproof | [10 empty] | 1,000,000 Cycles | Not Applicable |  | Panel Mount, Front |  |  |  | -25°C ~ 85°C |  |  | Box |  | Circular - 25.20mm Dia |  |  | 11689897 |  |  | AVH |  |  |  |  | On-Mom |  |  | Quick Connect - 0.250" (6.3mm) | 125 V |  | 86 | https://www.unikeyic.com/media/datasheet/98/fb/4678/98fb467821ba4ad2badf950496f4bf40.pdf | https://www.unikeyic.com/products/pushbutton-switches/avh25mssfe3122604/29539351.html
AVH25MSSFE3241604 | TE Connectivity | 10: 19.041 20: 18.689 30: 18.337 60: 17.985 | On-Mom SPDT Round-25.20(Dia) 125V SPDT Panel Mount |  |  |  | No Marking | Round, Button, Flush | AVH25M | SPDT |  | Silver |  |  | 16A (AC) |  |  | 50,000 Cycles | - |  |  |  | LED, Red | 24 VDC | IP67 - Dust Tight, Waterproof | [10 empty] | 1,000,000 Cycles | Not Applicable |  | Panel Mount, Front |  |  |  | -25°C ~ 85°C |  |  | Box |  | Circular - 25.20mm Dia | [5 empty] | AVH |  |  |  |  | On-Mom |  |  | Quick Connect - 0.187" (4.7mm) | 125 V |  | 77 | https://www.unikeyic.com/media/datasheet/98/fb/4678/98fb467821ba4ad2badf950496f4bf40.pdf | https://www.unikeyic.com/products/pushbutton-switches/avh25mssfe3241604/30175116.html
AVH25MSSFE6241604 | TE Connectivity | 10: 19.041 20: 18.689 30: 18.337 60: 17.985 | On-Mom SPDT circular-25.20(Dia) 1000000Cycles 125V 50000Cycles SPDT panel mount |  |  |  | No Marking | Round, Button, Flush | AVH25M | SPDT |  | Silver |  |  | 16A (AC) |  |  | 50,000 Cycles | - |  |  |  | LED, Green | 24 VDC | IP67 - Dust Tight, Waterproof | [10 empty] | 1,000,000 Cycles | Not Applicable |  | Panel Mount, Front |  |  |  | -25°C ~ 85°C |  |  | Box |  | Circular - 25.20mm Dia |  |  | 11689826 |  |  | AVH |  |  |  |  | On-Mom |  |  | Quick Connect - 0.187" (4.7mm) | 125 V |  | 80 | https://www.unikeyic.com/media/datasheet/98/fb/4678/98fb467821ba4ad2badf950496f4bf40.pdf | https://www.unikeyic.com/products/pushbutton-switches/avh25mssfe6241604/33485545.html
AVH25MSSFEA242604 | TE Connectivity | 5: 26.015 11: 25.564 22: 25.113 43: 24.662 | On-Mom SPDT circular-25.20(Dia) 1000000Cycles 125V 10000Cycles SPDT panel mount |  |  |  | No Marking | Round, Button, Flush | AVH25M | SPDT |  | Silver |  |  | 26A (AC) |  |  | 10,000 Cycles | - |  |  |  | LED, Green/Red | 24 VDC | IP67 - Dust Tight, Waterproof | [10 empty] | 1,000,000 Cycles | Not Applicable |  | Panel Mount, Front |  |  |  | -25°C ~ 85°C |  |  | Box |  | Circular - 25.20mm Dia |  |  | 11689946 |  |  | AVH |  |  |  |  | On-Mom |  |  | Quick Connect - 0.250" (6.3mm) | 125 V |  | 80 | https://www.unikeyic.com/media/datasheet/98/fb/4678/98fb467821ba4ad2badf950496f4bf40.pdf | https://www.unikeyic.com/products/pushbutton-switches/avh25mssfea242604/29497919.html
AVP16MS16H000T5B04 | TE Connectivity | 3: 39.765 7: 39.083 14: 38.401 28: 37.708 | Round, Flat Top, Button Off-Mom SPST-NO Round-16.00(Dia) 50M Cycles 24V 24V 50M Cycles 1A(AC/DC) Wire Mount, Panel Mount |  |  |  | No Marking | Round, Button, Flush | AVP16 | SPST-NO |  | Silver |  |  | 1A (AC/DC) |  |  | 50,000,000 Cycles | - |  |  |  | - | - | IP68 - Dust Tight, Waterproof | [10 empty] | 50,000,000 Cycles | Not Applicable |  | Panel Mount, Front |  |  |  | -20°C ~ 65°C |  |  | Bulk |  | Circular - 16.00mm Dia | [5 empty] | AVP |  |  |  |  | Off-Mom |  |  | Wire Leads with Connector | 24 V | 24 V | 64 | https://www.unikeyic.com/media/datasheet/4b/6f/c573/4b/8b25f80bed7811e6f9f04e30185ddd03.pdf | https://www.unikeyic.com/products/pushbutton-switches/avp16ms16h000t5b04/1376959.html
AVP19MAIOCE0DT5A04 | TE Connectivity | 3: 46.849 6: 46.046 12: 45.232 24: 44.429 | circular，short hair，PUSHBUTTON Off-Mom SPST-NO circular-19.20(Dia) 50000000Cycles 24V 24V red，green，Blue 50000000Cycles 1A(AC/DC) wire mounting，panel mount |  |  |  | No Marking | Round, Button, Flush | AVP19 | SPST-NO |  | Silver |  |  | 1A (AC/DC) |  |  | 50,000,000 Cycles | - |  |  |  | LED, Blue/Green/Red | - | IP68 - Dust Tight, Waterproof | [10 empty] | 50,000,000 Cycles | Not Applicable |  | Panel Mount, Front |  |  |  | -20°C ~ 65°C |  |  | Bulk |  | Circular - 19.20mm Dia | [5 empty] | AVP |  |  |  |  | Off-Mom |  |  | Wire Leads with Connector | 24 V | 24 V | 88 | https://www.unikeyic.com/media/datasheet/4b/6f/c573/4b/8b25f80bed7811e6f9f04e30185ddd03.pdf | https://www.unikeyic.com/products/pushbutton-switches/avp19maioce0dt5a04/30620516.html
B3J 7000A | OMRON | 15: 3.817 75: 3.432 150: 3.366 300: 3.245 4,200: 3.102 | Off-Mom SPST-NO 24V Through hole mounting |  |  |  | No Marking | Square, Button | B3J 7000 | SPST-NO |  | Gray, Light |  |  | 50mA (DC) |  |  | 3,000,000 Cycles | - |  |  |  | LED, Green/Yellow | 2.0, 2.1 VDC | - | [10 empty] | 3,000,000 Cycles |  |  | Through Hole |  |  |  | -25°C ~ 70°C |  |  | Box |  | - | [5 empty] | B3J |  |  |  |  | Off-Mom |  |  | PC Pin |  | 24 V | 140 | https://www.unikeyic.com/media/datasheet/b2/93/ebd4/b2/c8a2ca744a88065f2df07274631c2211.pdf | https://www.unikeyic.com/products/pushbutton-switches/b3j-7000a/30881493.html
B3J-5000 | OMRON | 20: 3.608 85: 3.531 200: 3.476 300: 3.333 | PUSHBUTTON，square Off-Mom SPST-NO 3000000Cycles 24V 24V red，yellow 3000000Cycles 50mA(DC) Through hole mounting 12mm(Length)*18mm(height) |  |  |  | No Marking | Square, Button | B3J | SPST-NO |  | Gray, Light |  |  | 50mA (DC) |  |  | 3,000,000 Cycles | - |  |  |  | LED, Red/Yellow | 2 VDC | - | [10 empty] | 3,000,000 Cycles | 1 (Unlimited) |  | Through Hole |  |  |  | -25°C ~ 70°C |  |  | Bulk |  | - | [5 empty] | B3J |  |  |  |  | Off-Mom |  |  | PC Pin |  | 24 V | 300 | https://www.unikeyic.com/media/datasheet/97/e8/de44/97/bbd23a66bd4a37eb181e4b04b9621165.pdf | https://www.unikeyic.com/products/pushbutton-switches/b3j-5000/33812353.html
BB15AP-HA | NKK Switches | 1: 9.2999 5: 8.9279 10: 8.3327 25: 8.1839 50: 8.1839 100: 8.0351 250: 8.0351 | Round, Button, On-Mom SPDT, 50000 Cycles, 28V, 28V, 50000 Cycles, SPDT, TH |  |  |  | No Marking | Round, Button | BB15AP | SPDT |  | Black |  |  | 0.4VA (AC/DC) |  |  | 50,000 Cycles | Antistatic |  |  |  | - | - | - | [10 empty] | 50,000 Cycles | 1 (Unlimited) |  | Through Hole |  |  |  | -30°C ~ 85°C |  |  | Tray |  | - |  |  | 1058180 |  |  | BB |  |  |  |  | On-Mom |  |  | PC Pin | 28 V | 28 V | 18 | https://www.unikeyic.com/media/datasheet/38/5f/95e5/38/72532b1cfeac84ad30051849094f437f.pdf | https://www.unikeyic.com/products/pushbutton-switches/bb15ap-ha/1324327.html
BB15AV-FC | NKK Switches | 1: 10.166 10: 9.042 250: 7.992 | circular，PUSHBUTTON On-Mom SPDT 50000Cycles 28V 28V 50000Cycles SPDT vertical mounting，Through hole mounting 8mm(Length)*8.8mm(height) |  |  |  | No Marking | Round, Button | BB15AV | SPDT |  | Red |  |  | 0.4VA (AC/DC) |  |  | 50,000 Cycles | Antistatic |  |  |  | - | - | - | [10 empty] | 50,000 Cycles | 1 (Unlimited) |  | Through Hole, Right Angle, Vertical |  |  |  | -30°C ~ 85°C |  |  | Tray |  | - |  |  | 1056177 |  |  | BB |  |  |  |  | On-Mom |  |  | PC Pin | 28 V | 28 V | 45 | https://www.unikeyic.com/media/datasheet/38/5f/95e5/38/72532b1cfeac84ad30051849094f437f.pdf | https://www.unikeyic.com/products/pushbutton-switches/bb15av-fc/30332360.html
C0911KBAAL | bulgin | 15: 11.396 40: 9.581 80: 9.009 200: 8.503 500: 7.106 | BulginPushbutton Switches, panel mount, open-Open operation, Panel opening diameter12.7mm, No indicator light, SPDT |  |  |  | No Marking | Round, Button, Flush | C0911KB | SPDT |  | Green |  |  | 16A (AC), 400mA (DC) |  |  | - | - |  |  |  | - | - | IP68 - Dust Tight, Waterproof | [10 empty] | - | 1 (Unlimited) |  | Panel Mount, Rear |  |  |  | - |  |  | Bulk |  | Circular - 12.70mm Dia | [5 empty] | 0911 |  |  |  |  | On-Mom |  |  | Quick Connect - 0.250" (6.3mm) | 125 V | 125 V | 890 | https://www.unikeyic.com/media/pdf/HTMLDatasheet/bulgin/49/ed/ec72/c0911kbaaj/2025/11/c0911kbaaj.pdf | https://www.unikeyic.com/products/pushbutton-switches/c0911kbaal/33552781.html
C0911NBAAA | bulgin | 20: 7.392 60: 6.435 150: 6.259 250: 6.149 1,000: 5.852 | Arcolectric (Bulgin) Ltd red button switch, panel mount, atresia, Instantaneous operation, Panel opening diameter12.7mm, SPDT |  | button | [8 empty] | - |  |  | - |  |  |  |  | - | [10 empty] | - | - | - |  |  | panel mount |  |  | -20℃(min) | [5 empty] | 12.7mm | [9 empty] | SPDT, ON -(ON) | ON -(ON) | [6 empty] | 926 | https://www.unikeyic.com/media/about_us/Unikey_ISO_9001_Certification.pdf | https://www.unikeyic.com/products/pushbutton-switches/c0911nbaaa/37441.html
C1S02-R121G-H10 | Mean-Well USA, Inc. | 1: 9.936 5: 8.964 10: 8.5763 | 16MM/GN/MOMENTARY/2NO2NC |  | - | [8 empty] | - |  |  | - |  |  |  |  | - | [10 empty] | - | - | - | [11 empty] | - |  |  |  |  | Compliant | boxed |  |  |  | - | - | [6 empty] | 24 | https://www.unikeyic.com/media/about_us/Unikey_ISO_9001_Certification.pdf | https://www.unikeyic.com/products/pushbutton-switches/c1s02-r121g-h10/700762142.html
C22-PVT45P-K11 | EATON | 1: 63.6087 5: 62.4729 10: 62.4729 | EMERGENCY STOP SWITCH, SPST-NO/SPST-NC, 4A, 230V; No. of Switch Positions:-; No. of Poles:-; Angle of Throw:-; Contact Current AC Max:4A; Contact Voltage AC Max:230V; Product Range:-; Illumination:Non 44T9757 |  | - | [8 empty] | - |  | C22-PVT45P-K11 EATON | - |  |  |  |  | - | [8 empty] | 45mm*93mm*93mm |  | - | - | - |  |  | panel mount | [8 empty] | - | [9 empty] | - | - | [6 empty] | 1 | https://www.unikeyic.com/media/datasheet/75/a0/d7e7/75/65f57cc4ca470ee70e1e9f3da7d9855e.pdf | https://www.unikeyic.com/products/pushbutton-switches/c22-pvt45p-k11/190932.html
CFPB-1CC-4W6 | NIDEC COMPONENTS CORPORATION | 50: 3.0561 250: 2.9559 500: 2.8306 2,500: 2.7054 | PUSHBUTTON，square Off-Mom SPST-NO 20V yellow 300000Cycles 1mA(DC) Plugins Through hole mounting |  |  |  | No Marking | Square, Button | CFPB-1CC | SPST-NO |  | White |  |  | 1mA (DC) |  |  | 300,000 Cycles | - |  |  |  | LED, Yellow | 2.2 VDC | - | [10 empty] | - | 1 (Unlimited) |  | Through Hole |  |  |  | -10°C ~ 60°C |  |  | Bag |  | - | [5 empty] | CFPB |  |  |  |  | Off-Mom |  |  | PC Pin |  | 20 V | 1000000 | https://www.unikeyic.com/media/datasheet/upload/2023/05/10/cfpb.pdf | https://www.unikeyic.com/products/pushbutton-switches/cfpb-1cc-4w6/1344782.html
CP1-10G-20 | ABB | 1: 19.9626 5: 18.6318 10: 18.2991 20: 18.2991 50: 18.2991 | DPST, Thread Mount, Panel Mount |  | - | [8 empty] | - |  | CP1-10G-20 ABB | - |  |  |  |  | - | [10 empty] | - | - | - |  |  | threaded mounting, panel mount |  |  | -25℃~70℃ | [5 empty] | - |  |  |  |  | Non-compliant |  |  |  |  | DPST | - | [6 empty] | 10 | https://www.unikeyic.com/media/datasheet/66/39/0765/66/a7c16b92c57b3891281260cded364069.pdf | https://www.unikeyic.com/products/pushbutton-switches/cp1-10g-20/29610277.html
CP24L-A2BE10Q4Y | Mean-Well USA, Inc. | 1: 20.9851 5: 18.9278 10: 18.1054 | 22MM/YL/LIGHT24V/MAINTAINED/1NO |  | - | [8 empty] | - |  | CP24L-A2BE10Q4Y Mean-Well USA, Inc. | - |  |  |  |  | - | [10 empty] | - | - | - | [11 empty] | - |  |  |  |  | Compliant | boxed |  |  |  | - | - | [6 empty] | 11 | https://www.unikeyic.com/media/datasheet/b2/c0/ee7d/b2c0ee7de16b8a00a5cd6d78f39c288d.pdf | https://www.unikeyic.com/products/pushbutton-switches/cp24l-a2be10q4y/700748432.html
CS4L2FR | E-SWITCH | 1: 61.864 10: 50.9328 20: 47.952 60: 46.9152 | circular，short hair，PUSHBUTTON shut-open SPST-NO circular-diameter19.20 50000000Cycles 24V red，green，Blue 50000000Cycles 1A(DC) wire mounting，panel mount 22mm(Length)*22mm(height) |  |  |  | No Marking | Round, Button, Flush | CS4L2 | SPST-NO |  | Silver |  |  | 1A (DC) |  |  | 50,000,000 Cycles | - |  |  |  | LED, Blue/Green/Red | - | - | [10 empty] | - | 1 (Unlimited) |  | Panel Mount, Front |  |  |  | -20°C ~ 65°C |  |  | Bulk |  | Circular - 19.20mm Dia |  |  | 9866347 |  |  | CS |  |  |  |  | Off-On |  |  | Wire Leads with Connector |  | 24 V | 68 | https://www.unikeyic.com/media/datasheet/7e/b0/2483/7eb0248370a6e77188183970343813e5.pdf | https://www.unikeyic.com/products/pushbutton-switches/cs4l2fr/33685817.html
CS7L2FP | E-SWITCH | 1: 56.9708 5: 55.9535 10: 54.9361 25: 54.9361 50: 54.9361 100: 54.9361 250: 54.9361 | circular，short hair，PUSHBUTTON shut-open SPST-NO circular-diameter22.20 24V red，green，Blue 50000000Cycles 1A(DC) wire mounting，panel mount 25mm(Length)*25mm(height) |  |  |  | Power Symbol | Round, Button, Flush | CS7L2 | SPST-NO |  | Silver |  |  | 1A (DC) |  |  | 50,000,000 Cycles | - |  |  |  | LED, Blue/Green/Red | - | - | [10 empty] | - | 1 (Unlimited) |  | Panel Mount, Front |  |  |  | -20°C ~ 65°C |  |  | Bulk |  | Circular - 22.20mm Dia | [5 empty] | CS |  |  |  |  | Off-On |  |  | Wire Leads with Connector |  | 24 V | 1 | https://www.unikeyic.com/media/datasheet/7b/a9/e452/7ba9e4529f132a66034d0d04bdfb4aa1.pdf | https://www.unikeyic.com/products/pushbutton-switches/cs7l2fp/30856318.html
CTHS15CIC04ALARM | Visual Communications | 1: 10.5804 | PUSHBUTTON，square Off-On white Through hole mounting 15mm*15mm*11mm |  |  |  | Alarm Symbol | Square, Button | CTHS15 | - |  | Black |  |  | - |  |  | - | - |  |  |  | LED, White | 3.2 VDC | - | [10 empty] | - | 1 (Unlimited) |  | Through Hole |  |  |  | - |  |  | Tube |  | - | [5 empty] | CTH |  |  |  |  | Off-On |  |  | PC Pin |  |  | 64 | https://www.unikeyic.com/media/datasheet/4a/85/c7ba/4a/56ea20a99e6bfc8a852d09830722e15d.pdf | https://www.unikeyic.com/products/pushbutton-switches/cths15cic04alarm/34100700.html
CW1L-M1E10QM4R | IDEC | 1: 38.1 5: 37.4197 10: 37.4197 20: 36.7393 50: 36.7393 | Idec Red Pushbutton, Panel Mount, 22mm Hole, w/Indicator, SPDT |  | - | [8 empty] | - |  |  | - |  |  |  |  | red | [10 empty] | 230V, 240V | - | - |  |  | threaded mounting, panel mount |  |  | -25℃~55℃ | [5 empty] | 22mm | [9 empty] | SPST | - | [6 empty] | 1 | https://www.unikeyic.com/media/about_us/Unikey_ISO_9001_Certification.pdf | https://www.unikeyic.com/products/pushbutton-switches/cw1l-m1e10qm4r/1000005.html
CW4B-M1E10B | IDEC | 1: 25.6778 5: 23.966 10: 23.538 20: 23.538 50: 23.538 | PB SWITCH, SPST-NO, 10A, 120VAC, SCREW; Switch Operation:Momentary; Contact Configuration:SPST-NO; Contact Voltage AC Nom:120V; Contact Voltage DC Nom:-; Contact Current Max:10A; Switch Terminals:Screw; Product Range:CW |  | - | [8 empty] | - |  |  | - |  |  |  |  | - | [10 empty] | - | - | - | [11 empty] | - | [9 empty] | - | - | [6 empty] | 6 | https://www.unikeyic.com/media/about_us/Unikey_ISO_9001_Certification.pdf | https://www.unikeyic.com/products/pushbutton-switches/cw4b-m1e10b/33814364.html
CW4P-1EQ4G | IDEC | 5: 29.9173 10: 29.6526 | Idec greenLEDPanel indicator lights, 16.5mA, 22.3mmInstallation aperture |  | - | [8 empty] | 16.5mA |  | CW4P-1EQ4G IDEC | - |  |  |  |  | - | [8 empty] | 49.2mm(Length)*42.4mm(height) |  | - | - | - |  |  | threaded mounting, panel mount |  |  | -25℃~55℃ | [5 empty] | Circle-22 | [9 empty] | - | - | [6 empty] | 460 | https://www.unikeyic.com/media/datasheet/f0/14/c195/eb/6b25acebfe0e7c3b7f4d6ebaca69d05f.pdf | https://www.unikeyic.com/products/pushbutton-switches/cw4p-1eq4g/33883731.html
D4PB-LBG-PK5 | ZF Friedrichshafen | 5: 1.4151 50: 1.3443 125: 1.3044 | ZF green Micro switch actuator, Micro switch button kit, suitable forD4 Micro Switch |  | button | [8 empty] | - |  | D4PB-LBG-PK5 ZF Friedrichshafen | - |  |  |  |  | - | [10 empty] | - | - | - | [11 empty] | - | [9 empty] | - | - | [6 empty] | 45 | https://www.unikeyic.com/media/datasheet/f4/47/3320/f4/78750f676d44afea5d8e6e26b8fe9416.pdf | https://www.unikeyic.com/products/pushbutton-switches/d4pb-lbg-pk5/33692896.html
D6C 30 F1 LFS | C&K | 130: 0.847 5,000: 0.847 | PUSHBUTTON，square Off-Mom SPST-NO 32V 250000Cycles 100mA(DC) Plugins Through hole mounting |  |  |  | No Marking | Square, Button | D6C30 | SPST-NO |  | Yellow |  |  | 100mA (DC) |  |  | 250,000 Cycles | Tactile Feedback |  |  |  | - | - | - | [10 empty] | - | 1 (Unlimited) |  | Through Hole |  |  |  | -20°C ~ 85°C |  |  | Tray |  | - |  |  | 1466322 |  |  | D6 |  |  |  |  | Off-Mom |  |  | PC Pin |  | 32 V | 5000 | https://www.unikeyic.com/media/datasheet/aa/6b/4a81/aa/6a9cece345fe7539189938b494b58a1a.pdf | https://www.unikeyic.com/products/pushbutton-switches/d6c-30-f1-lfs/30377100.html
D6F 90 F1 LFS | C&K | 141: 0.781 5,000: 0.781 | circular，short hair，PUSHBUTTON Off-Mom SPST-NO 32V 250000Cycles 100mA(DC) Plugins Through hole mounting 12mm*11.8mm*10.8mm |  |  |  | No Marking | Round, Button, Flush | D6F90 | SPST-NO |  | Black |  |  | 100mA (DC) |  |  | 250,000 Cycles | Tactile Feedback |  |  |  | - | - | - | [10 empty] | - | 1 (Unlimited) |  | Through Hole |  |  |  | -20°C ~ 85°C |  |  | Tray |  | - |  |  | 1466327 |  |  | D6 |  |  |  |  | Off-Mom |  |  | PC Pin |  | 32 V | 34950 | https://www.unikeyic.com/media/datasheet/03/8c/c091/04/da83d33f05b08028bd88aa3e5951af4e.pdf | https://www.unikeyic.com/products/pushbutton-switches/d6f-90-f1-lfs/30689464.html
D6L 90 F1 LFS | C&K | 250: 1.2744 500: 1.1655 1,000: 1.134 2,500: 1.092 5,000: 1.0815 7,500: 1.071 10,000: 1.0605 15,000: 1.05 | Cap Off-Mom SPST-NO 32V 250000Cycles 100mA(DC) Plugins Through hole mounting 12mm*11.8mm*11.6mm |  |  |  | No Marking | Plunger for Cap | D6L90 | SPST-NO |  | Black |  |  | 100mA (DC) |  |  | 250,000 Cycles | Tactile Feedback |  |  |  | - | - | - | [10 empty] | - | 1 (Unlimited) |  | Through Hole |  |  |  | -20°C ~ 85°C |  |  | Tray |  | - | [5 empty] | D6 |  |  |  |  | Off-Mom |  |  | PC Pin |  | 32 V | 5884 | https://www.unikeyic.com/media/datasheet/aa/6b/4a81/aa/6a9cece345fe7539189938b494b58a1a.pdf | https://www.unikeyic.com/products/pushbutton-switches/d6l-90-f1-lfs/30698044.html
D6RLGNF2LFS | C&K | 117: 0.946 300: 0.935 600: 0.913 1,200: 0.891 | C & KPushbutton Switches, Through hole mounting, Instantaneous operation, With indicator light, SPST |  | Round Button | [8 empty] | - |  |  | 30000Cycles |  |  |  |  | green | [10 empty] | - | 35V | - |  |  | Through hole mounting |  |  | -20℃~60℃ | [5 empty] | - |  |  |  |  | Compliant |  |  |  |  | SPST | - | [6 empty] | 3000 | https://www.unikeyic.com/media/about_us/Unikey_ISO_9001_Certification.pdf | https://www.unikeyic.com/products/pushbutton-switches/d6rlgnf2lfs/33930449.html
D6RLWHF1LFS | C&K | 10: 2.4647 630: 2.4102 1,250: 2.3581 | C & KPushbutton Switches, Through hole mounting, Instantaneous operation, With indicator light, SPST |  |  |  | No Marking | Round, Button | D6RLWHF1 | SPST-NO |  | White |  |  | 10mA (DC) |  |  | 100,000 Cycles | - |  |  |  | LED, White | - | - | [10 empty] | - | 1 (Unlimited) |  | Through Hole |  |  |  | -20°C ~ 60°C |  |  | Tray |  | - |  |  | 13402029 |  |  | D6 |  |  |  |  | Off-Mom |  |  | PC Pin |  | 35 V | 850 | https://www.unikeyic.com/media/pdf/HTMLDatasheet/c-k/ae/c1/f7f0/d6c40f2lfs/2025/11/btn-d6-50-f.pdf | https://www.unikeyic.com/products/pushbutton-switches/d6rlwhf1lfs/33748198.html
D6RLYEF2LFS | C&K | 10: 1.8781 630: 1.8368 1,250: 1.7972 | C & KPushbutton Switches, Through hole mounting, Instantaneous operation, With indicator light, SPST |  | Round Button | [8 empty] | - |  |  | 30000Cycles |  |  |  |  | yellow | [10 empty] | - | 35V | - |  |  | Through hole mounting |  |  | -20℃~60℃ | [5 empty] | - | [9 empty] | SPST | - | [6 empty] | 4730 | https://www.unikeyic.com/media/about_us/Unikey_ISO_9001_Certification.pdf | https://www.unikeyic.com/products/pushbutton-switches/d6rlyef2lfs/29686838.html
DPS9-141-AK-2 | Hartmann Codier | 1: 19.584 100: 18.8089 500: 18.0095 | Hartmann Rotary Switch, Panel Mount, 0-9, BCD Code, 10 Pos, TH Terminals, 100mA @ 40V DC |  | Thumbwheel | [8 empty] | 100mA |  | DPS9-141-AK-2 Hartmann Codier | >1000000 |  |  |  |  | - | [8 empty] | 46.3mm(height) |  | 40V | 40V | 1000000Cycles |  |  | board mount, panel mount |  |  | -20℃~80℃ | [5 empty] | - | [9 empty] | - | - | [6 empty] | 18 | https://www.unikeyic.com/media/datasheet/2d/dd/93af/2d/ab38170cf95a5e161c7474fdd6716be2.pdf | https://www.unikeyic.com/products/pushbutton-switches/dps9-141-ak-2/187061.html
DPW 1 CG-G | knitter-switch | 1: 5.5967 10: 5.3224 50: 5.002 100: 4.8445 250: 4.6023 | KNITTER-SWITCH green micro button switch, panel mount, Instantaneous operation, Panel opening diameter12.9mm, No indicator light, SPST |  | Round Curved Button | [8 empty] | - |  | DPW 1 CG-G knitter-switch | 500000Cycles |  |  |  |  | green | [8 empty] | 17.5mm(Length)*19.9mm(height) |  | 125V | 50V | 1000000Cycles |  |  | welding mounting, panel mount |  |  | -30℃~85℃ | [5 empty] | 12.9mm | [9 empty] | SPST | Momentary Contact | [6 empty] | 56 | https://www.unikeyic.com/media/datasheet/43/54/b7c4/43/628aa280f4074d38d6d5edb935a80ae3.pdf | https://www.unikeyic.com/products/pushbutton-switches/dpw-1-cg-g/30156080.html
DPW1CGK | knitter-switch | 1: 5.5967 10: 5.3224 50: 5.002 100: 4.8445 250: 4.6023 | KNITTER-SWITCH Black micro button switch, panel mount, Instantaneous operation, Panel opening diameter12.9mm, No indicator light, SPST |  | button | [8 empty] | - |  | DPW1CGK knitter-switch | - |  |  |  |  | Black | [10 empty] | - | - | 100Thousands of times |  |  | welding mounting, panel mount |  |  | -30℃~85℃ | [5 empty] | 12.9mm | [9 empty] | SPST, open - shut | open - shut | [6 empty] | 53 | https://www.unikeyic.com/media/datasheet/c7/a1/719f/c7/093f6d3e5615c404121c35693376d755.pdf | https://www.unikeyic.com/products/pushbutton-switches/dpw1cgk/29920370.html
DPWL 1 -CG-KR | knitter-switch | 1: 6.8189 10: 5.6742 25: 5.256 50: 4.9619 100: 4.6898 250: 4.3663 500: 4.1496 1,000: 3.9564 | KNITTER-SWITCH Black micro button switch, panel mount, Instantaneous operation, Panel opening diameter12.9mm, With indicator light, SPST |  | Round Curved Button | [8 empty] | - |  | DPWL 1 -CG-KR knitter-switch | - |  |  |  |  | red | [8 empty] | 17.5mm(Length)*4.4mm(height) |  | - | - | 1000000Cycles |  |  | welding mounting, panel mount |  |  | -30℃~85℃ | [5 empty] | 12.9mm | [5 empty] | Bagged |  |  |  | SPST | Momentary Contact | [6 empty] | 451 | https://www.unikeyic.com/media/datasheet/de/ee/e44f/de/0f893c8b04a3e3440c7d3189452cb7fb.pdf | https://www.unikeyic.com/products/pushbutton-switches/dpwl-1-cg-kr/641062.html
DS1D7AQ3 | C&K | 1: 18.2735 10: 15.7735 | Plunger ON - (OFF)，OFF - (ON) SPDT 16A SPDT snap-in mounting，snap fit，panel mount 31.75mm*17.3mm*25.6mm |  |  |  |  | Round (Pin Plunger) | DS1D7 | SPDT |  |  |  |  | 16A (AC) |  |  | 10,000 Cycles | - | [5 empty] | - | [10 empty] | - | 1 (Unlimited) |  | Panel Mount, Snap-In |  |  | 425gf | -40°C ~ 85°C |  |  | Bulk |  |  |  |  | 5247734 |  |  | DS |  |  |  |  | On-Mom |  |  | Quick Connect - 0.250" (6.3mm) | 125 V |  | 11 | https://www.unikeyic.com/media/datasheet/aa/6b/4a81/aa/6a9cece345fe7539189938b494b58a1a.pdf | https://www.unikeyic.com/products/pushbutton-switches/ds1d7aq3/29803654.html
DX80N9Q45RDL-QD | Banner Engineering | 1: 404.1447 | SWITCH PUSHBUTTON WIRELESS |  |  |  | No Marking | Round, Button, Domed | DX80N | - |  | - |  |  | - |  |  | - | - |  |  |  | - | - | IP67 - Dust Tight, Waterproof | [10 empty] | - | 1 (Unlimited) |  | Chassis Mount |  |  |  | -40°C ~ 70°C |  |  | Bulk |  | - |  |  | 10651174 |  |  | Q45RDL |  |  |  |  | - |  |  | Wireless |  |  | 1 | https://www.unikeyic.com/media/datasheet/7d/31/b432/7d31b4328471f76c60cf355f8a2b6106.pdf | https://www.unikeyic.com/products/pushbutton-switches/dx80n9q45rdl-qd/31281664.html
E112LYCQE | C&K | 10: 6.16 45: 6.061 90: 5.951 200: 5.841 | C & KPushbutton Switches, Printed circuit board installation, Instantaneous operation, Panel opening diameter6.35mm, No indicator light, SPDT |  |  |  | No Marking | Round, Plunger | E112LY | SPDT |  | White |  |  | 4A (AC/DC) |  |  | 40,000 Cycles | Process Sealed |  |  |  | - | - | - | [10 empty] | - | 1 (Unlimited) |  | Panel Mount, Rear |  |  |  | -30°C ~ 75°C |  |  | Bulk |  | Circular - 6.35mm Dia |  |  | 3752877 |  |  | E010 |  |  |  |  | On-Mom |  |  | PC Pin | 125 V | 28 V | 231 | https://www.unikeyic.com/media/datasheet/aa/6b/4a81/aa/6a9cece345fe7539189938b494b58a1a.pdf | https://www.unikeyic.com/products/pushbutton-switches/e112lycqe/33701434.html
E121SD1A3GE | C&K | 12: 9.768 160: 9.768 | Plunger On-Mom SPDT 60000Cycles 28V 120V 1A TH, 12.7mm × 6.6mm × 28.75mm |  |  |  | No Marking | Round, Plunger | E121SD | SPDT |  | White |  |  | 1A (AC/DC) |  |  | 60,000 Cycles | Process Sealed |  |  |  | - | - | - | [10 empty] | - | 1 (Unlimited) |  | Through Hole, Right Angle |  |  |  | -30°C ~ 75°C |  |  | Bulk |  | - | [5 empty] | E020 |  |  |  |  | On-Mom |  |  | PC Pin | 120 V | 28 V | 23 | https://www.unikeyic.com/media/datasheet/aa/6b/4a81/aa/6a9cece345fe7539189938b494b58a1a.pdf | https://www.unikeyic.com/products/pushbutton-switches/e121sd1a3ge/743773.html
E221SD1AGE | C&K | 1: 28.8739 10: 24.9144 40: 22.7882 | Round Plunger On-Mom DPDT 60000Cycles 28V 120V 60000Cycles 1A Plugins Through hole mounting 12.7mm*1.27mm*30.655mm |  |  |  | No Marking | Round, Plunger | E221SD | DPDT |  | White |  |  | 1A (AC/DC) |  |  | 60,000 Cycles | Process Sealed |  |  |  | - | - | - | [10 empty] | - | 1 (Unlimited) |  | Through Hole, Right Angle |  |  |  | -30°C ~ 75°C |  |  | Bulk |  | - | [5 empty] | E020 |  |  |  |  | On-Mom |  |  | PC Pin | 120 V | 28 V | 16 | https://www.unikeyic.com/media/datasheet/aa/6b/4a81/aa/6a9cece345fe7539189938b494b58a1a.pdf | https://www.unikeyic.com/products/pushbutton-switches/e221sd1age/29584176.html
E221SD1CGE | C&K | 1: 27.9341 10: 24.0996 25: 22.7211 | Round Plunger Momentary Contact DPDT 28V 120V 60000Cycles 1A Plugins Through hole mounting 12.7mm(Length)*23.95mm(height) |  |  |  | No Marking | Round, Plunger | E221SD | DPDT |  | White |  |  | 1A (AC/DC) |  |  | 60,000 Cycles | Process Sealed |  |  |  | - | - | - | [10 empty] | - | 1 (Unlimited) |  | Through Hole |  |  |  | -30°C ~ 75°C |  |  | Tray |  | - | [5 empty] | E020 |  |  |  |  | On-Mom |  |  | PC Pin | 120 V | 28 V | 21 | https://www.unikeyic.com/media/datasheet/aa/6b/4a81/aa/6a9cece345fe7539189938b494b58a1a.pdf | https://www.unikeyic.com/products/pushbutton-switches/e221sd1cge/33868273.html
E22B2 | EATON | 1: 30.672 | SPST 120V 380V snap fit，threaded mounting |  | - | [8 empty] | - |  | E22B2 EATON | - |  |  |  |  | - | [10 empty] | 380V | 120V | - |  |  | snap fit, threaded mounting | [8 empty] | - | [9 empty] | SPST | - | [6 empty] | 129 | https://www.unikeyic.com/media/datasheet/a3/1e/4f86/31/691ffd0169f61093a8329c1d85d29f5d.pdf | https://www.unikeyic.com/products/pushbutton-switches/e22b2/218690.html
EB2011-CC | NKK Switches | 1: 15.3872 10: 13.2838 25: 12.5255 50: 11.9796 100: 11.4565 250: 10.7986 500: 10.3252 1,000: 9.8715 | Round Plunger On-Mom SPDT 6.35mm Dia, 100k Cycles 125V, 25k Cycles 3A SPDT, Solder Mount, Panel Mount 11mm L × 35.3mm H |  |  |  | No Marking | Round, Button | EB2011 | SPDT |  | Red |  |  | 3A (AC) |  |  | 25,000 Cycles | Epoxy Sealed Terminals |  |  |  | - | - | - | [10 empty] | 100,000 Cycles | 1 (Unlimited) |  | Panel Mount, Rear |  |  |  | -10°C ~ 70°C |  |  | Bulk |  | Circular - 6.35mm Dia | [5 empty] | EB |  |  |  |  | On-Mom |  |  | Solder Lug | 125 V |  | 43 | https://www.unikeyic.com/media/datasheet/dc/12/09fa/dc/7d7a5f47ce826199c778c1158707bebe.pdf | https://www.unikeyic.com/products/pushbutton-switches/eb2011-cc/30143990.html
EB2011P | NKK Switches | 1: 8.2534 | NKK SwitchesMicro push button switch, panel mount, shut-(shut)operate, SPDT |  |  |  | No Marking | Plunger for Cap | EB2011 | SPDT |  | - |  |  | 3A (AC) |  |  | 25,000 Cycles | Epoxy Sealed Terminals |  |  |  | - | - | - | [10 empty] | 100,000 Cycles | 1 (Unlimited) |  | Panel Mount, Rear |  |  |  | -10°C ~ 70°C |  |  | Bulk |  | Circular - 6.35mm Dia |  |  | 1049145 |  |  | EB |  |  |  |  | On-Mom |  |  | PC Pin | 125 V |  | 5 | https://www.unikeyic.com/media/datasheet/dc/12/09fa/dc/7d7a5f47ce826199c778c1158707bebe.pdf | https://www.unikeyic.com/products/pushbutton-switches/eb2011p/29830194.html
EB2061-BB | NKK Switches | 1: 13.789 10: 11.8975 25: 11.2184 50: 10.7297 100: 10.2614 250: 9.6724 500: 9.2484 1,000: 8.8423 | Round Plunger On-Mom DPDT circular-6.35(Dia) 125V 25000Cycles 3A welding mounting，panel mount 11mm(Length)*35.5mm(height) |  |  |  | No Marking | Round, Button | EB2061 | DPDT |  | White |  |  | 3A (AC) |  |  | 25,000 Cycles | Epoxy Sealed Terminals |  |  |  | - | - | - | [10 empty] | 100,000 Cycles | 1 (Unlimited) |  | Panel Mount, Rear |  |  |  | -10°C ~ 70°C |  |  | Bulk |  | Circular - 6.35mm Dia | [5 empty] | EB |  |  |  |  | On-Mom |  |  | Solder Lug | 125 V |  | 17 | https://www.unikeyic.com/media/datasheet/dc/12/09fa/dc/7d7a5f47ce826199c778c1158707bebe.pdf | https://www.unikeyic.com/products/pushbutton-switches/eb2061-bb/347034.html
EB2065-C-J31A | NKK Switches | 1: 21.6554 10: 18.6857 25: 17.6181 50: 16.8494 100: 16.113 250: 15.1866 500: 14.5198 | Square Button On-On SPDT rectangle-15.00x12.50 100000Cycles 125V 25000Cycles 3A SPDT snap-in mounting，snap fit，welding mounting，panel mount 21.5mm(Length)*36.8mm(height) |  |  |  | No Marking | Square, Button | EB2065 | SPDT |  | Red |  |  | 3A (AC) |  |  | 25,000 Cycles | Epoxy Sealed Terminals |  |  |  | - | - | - | [10 empty] | 100,000 Cycles | 1 (Unlimited) |  | Panel Mount, Snap-In |  |  |  | -10°C ~ 70°C |  |  | Bulk |  | Rectangular - 15.00mm x 12.50mm | [5 empty] | EB |  |  |  |  | On-On |  |  | Solder Lug | 125 V |  | 22 | https://www.unikeyic.com/media/datasheet/dc/12/09fa/dc/7d7a5f47ce826199c778c1158707bebe.pdf | https://www.unikeyic.com/products/pushbutton-switches/eb2065-c-j31a/358969.html
EB2065-CB | NKK Switches | 1: 16.858 10: 14.5471 25: 13.7167 50: 13.1185 100: 12.5457 250: 11.825 500: 11.3063 | Round Plunger On-On SPDT circular-6.35(Dia) 125V 25000Cycles 3A SPDT welding mounting，panel mount 11mm(Length)*36.6mm(height) |  |  |  | No Marking | Round, Button | EB2065 | SPDT |  | White |  |  | 3A (AC) |  |  | 25,000 Cycles | Epoxy Sealed Terminals |  |  |  | - | - | - | [10 empty] | 100,000 Cycles | 1 (Unlimited) |  | Panel Mount, Rear |  |  |  | -10°C ~ 70°C |  |  | Bulk |  | Circular - 6.35mm Dia |  |  | 4507996 |  |  | EB |  |  |  |  | On-On |  |  | Solder Lug | 125 V |  | 190 | https://www.unikeyic.com/media/datasheet/dc/12/09fa/dc/7d7a5f47ce826199c778c1158707bebe.pdf | https://www.unikeyic.com/products/pushbutton-switches/eb2065-cb/29959894.html
EB2085G | NKK Switches | 1: 11.921 | Cap On-On DPDT circular-6.35(Dia) 100000Cycles 28V 28V 50000Cycles welding mounting，panel mount |  |  |  | No Marking | Plunger for Cap | EB2085 | DPDT |  | - |  |  | 0.4VA (AC/DC) |  |  | 50,000 Cycles | Epoxy Sealed Terminals |  |  |  | - | - | - | [10 empty] | 100,000 Cycles | 1 (Unlimited) |  | Panel Mount, Rear |  |  |  | -10°C ~ 70°C |  |  | Bulk |  | Circular - 6.35mm Dia | [5 empty] | EB |  |  |  |  | On-On |  |  | Solder Lug | 28 V | 28 V | 88 | https://www.unikeyic.com/media/datasheet/dc/12/09fa/dc/7d7a5f47ce826199c778c1158707bebe.pdf | https://www.unikeyic.com/products/pushbutton-switches/eb2085g/33989704.html
ELDE.NBL24 | SCHMERSAL | 1: 80.9419 | Schmersal 101165999 Light Block |  | - | [8 empty] | - |  |  | - |  |  |  |  | - | [10 empty] | - | - | - |  |  | threaded mounting | [8 empty] | - | [9 empty] | - | - | [6 empty] | 36 | https://www.unikeyic.com/media/about_us/Unikey_ISO_9001_Certification.pdf | https://www.unikeyic.com/products/pushbutton-switches/elde-nbl24/31317844.html
ELDE.NGB24 | SCHMERSAL | 1: 94.0349 | Schmersal 101165998 Light Block |  | - | [8 empty] | - |  |  | - |  |  |  |  | - | [10 empty] | - | - | - |  |  | threaded mounting | [8 empty] | - | [9 empty] | - | - | [6 empty] | 10 | https://www.unikeyic.com/media/about_us/Unikey_ISO_9001_Certification.pdf | https://www.unikeyic.com/products/pushbutton-switches/elde-ngb24/32059422.html
ELUMEESAQ7C22 | C&K | 1: 13.162 10: 11.3582 25: 10.71 50: 10.2434 100: 9.7964 | Without Cap On-On SPDT 50V Blue 250mA SPDT SMD mount，glue mount |  |  |  | No Marking | Plunger for Cap | ELUMEESA | SPDT |  | Black |  |  | 250mA (DC) |  |  | - | - |  |  |  | LED, Blue | 2 VDC | - | [10 empty] | - | 1 (Unlimited) |  | Surface Mount, Right Angle |  |  |  | -40°C ~ 80°C |  |  |  |  | - |  |  | 2125839 |  |  | ELUM™ |  |  |  |  | On-On |  |  | Gull Wing |  | 50 V | 229 | https://www.unikeyic.com/media/datasheet/74/d7/f5bc/80/e03751d09df6e11c3b2de2f2486b108c.pdf | https://www.unikeyic.com/products/pushbutton-switches/elumeesaq7c22/30888086.html
EP11FPD1CBE | C&K | 5: 8.7515 10: 8.283 25: 5.6808 50: 5.6268 100: 5.2596 150: 4.956 200: 4.9035 | circular，short hair，Plunger Off-Mom SPST-NO 60000Cycles 20V 20V 60000Cycles Plugins Through hole mounting |  |  |  | No Marking | Round, Plunger, Flush | EP11FPD | SPST-NO |  | Black |  |  | 0.4VA (AC/DC) |  |  | 60,000 Cycles | Epoxy Sealed Terminals |  |  |  | - | - | IP57 - Dust Protected, Waterproof | [10 empty] | - | Not Applicable |  | Through Hole |  |  |  | -30°C ~ 85°C |  |  | Tray |  | - | [5 empty] | EP |  |  |  |  | Off-Mom |  |  | PC Pin | 20 V | 20 V | 150 | https://www.unikeyic.com/media/datasheet/aa/6b/4a81/aa/6a9cece345fe7539189938b494b58a1a.pdf | https://www.unikeyic.com/products/pushbutton-switches/ep11fpd1cbe/29936461.html
EP11RD1ABE | C&K | 1: 9.6816 10: 8.3553 25: 7.8789 50: 7.5359 200: 6.8927 400: 6.5911 600: 6.4206 1,000: 6.2118 | Cap shut-Instantaneous SPST-NO 60000Cycles 20V 60000Cycles Plugins Through hole mounting |  |  |  | No Marking | Plunger for Cap | EP11RD | SPST-NO |  | Black |  |  | 0.4VA (AC/DC) |  |  | 60,000 Cycles | Epoxy Sealed Terminals |  |  |  | - | - | IP57 - Dust Protected, Waterproof | [10 empty] | - | Not Applicable |  | Through Hole, Right Angle |  |  |  | -30°C ~ 85°C |  |  | Tray |  | - |  |  | 3753143 |  |  | EP |  |  |  |  | Off-Mom |  |  | PC Pin | 20 V | 20 V | 184 | https://www.unikeyic.com/media/datasheet/aa/6b/4a81/aa/6a9cece345fe7539189938b494b58a1a.pdf | https://www.unikeyic.com/products/pushbutton-switches/ep11rd1abe/30327192.html
EP11S2D1ABE | C&K | 1: 10.298 10: 8.8857 25: 8.3786 50: 8.0139 200: 7.3297 400: 7.0089 600: 6.8275 1,000: 6.6054 | circular，Plunger Off-Mom SPST-NO 20V 20V 60000Cycles Plugins Through hole mounting |  |  |  | No Marking | Round, Plunger | EP11S2D | SPST-NO |  | Black |  |  | 0.4VA (AC/DC) |  |  | 60,000 Cycles | Epoxy Sealed Terminals |  |  |  | - | - | IP57 - Dust Protected, Waterproof | [10 empty] | - | Not Applicable |  | Through Hole, Right Angle |  |  |  | -30°C ~ 85°C |  |  | Tray |  | - | [5 empty] | EP |  |  |  |  | Off-Mom |  |  | PC Pin | 20 V | 20 V | 99 | https://www.unikeyic.com/media/datasheet/aa/6b/4a81/aa/6a9cece345fe7539189938b494b58a1a.pdf | https://www.unikeyic.com/products/pushbutton-switches/ep11s2d1abe/30493031.html
EP11SD1AVBE | C&K | 1: 9.8819 5: 9.4866 10: 8.8542 20: 8.6961 50: 8.6961 | circular，Plunger Off-Mom SPST-NO 6Thousands of times 20V 20V 60000Cycles Plugins vertical mounting，Through hole mounting |  |  |  | No Marking | Round, Plunger | EP11SD1 | SPST-NO |  | Black |  |  | 0.4VA (AC/DC) |  |  | 60,000 Cycles | Epoxy Sealed Terminals |  |  |  | - | - | IP57 - Dust Protected, Waterproof | [10 empty] | - | Not Applicable |  | Through Hole, Right Angle, Vertical |  |  |  | -30°C ~ 85°C |  |  | Tray |  | - |  |  | 67070 |  |  | EP |  |  |  |  | Off-Mom |  |  | PC Pin | 20 V | 20 V | 648 | https://www.unikeyic.com/media/datasheet/87/34/d5a9/8734d5a9466570afcf2ba3170d3c6e38.pdf | https://www.unikeyic.com/products/pushbutton-switches/ep11sd1avbe/34101658.html
EP11SD1CPE | C&K | 10: 7.59 25: 7.4412 50: 7.4196 100: 5.4075 150: 5.0505 200: 4.9455 | circular，Plunger Off-Mom SPST-NO 20V 20V 60000Cycles Plugins Through hole mounting 8.13mm(Length)*8.89mm(height) |  |  |  | No Marking | Round, Plunger | EP11SD1 | SPST-NO |  | Black |  |  | 0.4VA (AC/DC) |  |  | 60,000 Cycles | Epoxy Sealed Terminals |  |  |  | - | - | IP57 - Dust Protected, Waterproof | [10 empty] | - | Not Applicable |  | Through Hole |  |  |  | -30°C ~ 85°C |  |  | Bulk |  | - | [5 empty] | EP |  |  |  |  | Off-Mom |  |  | PC Pin | 20 V | 20 V | 12 | https://www.unikeyic.com/media/datasheet/aa/6b/4a81/aa/6a9cece345fe7539189938b494b58a1a.pdf | https://www.unikeyic.com/products/pushbutton-switches/ep11sd1cpe/30072064.html
EP11SD1WBE | C&K | 15: 7.799 60: 7.799 120: 6.567 240: 4.862 | circular，Plunger Off-Mom SPST-NO 20V 20V 60000Cycles Plugins wire mounting，Through hole mounting |  |  |  | No Marking | Round, Plunger | EP11SD1 | SPST-NO |  | Black |  |  | 0.4VA (AC/DC) |  |  | 60,000 Cycles | Epoxy Sealed Terminals |  |  |  | - | - | IP57 - Dust Protected, Waterproof | [10 empty] | - | Not Applicable |  | Through Hole |  |  |  | -30°C ~ 85°C |  |  | Tray |  | - |  |  | 484070 |  |  | EP |  |  |  |  | Off-Mom |  |  | Wire Wrap | 20 V | 20 V | 23 | https://www.unikeyic.com/media/datasheet/aa/6b/4a81/aa/6a9cece345fe7539189938b494b58a1a.pdf | https://www.unikeyic.com/products/pushbutton-switches/ep11sd1wbe/30177445.html
EP12FPD1ABE | C&K | 15: 5.115 55: 5.016 150: 4.928 200: 4.741 | circular，short hair，Plunger open-Instantaneous SPDT 20V 30000Cycles Plugins Through hole mounting |  |  |  | No Marking | Round, Plunger, Flush | EP12FPD | SPDT |  | Black |  |  | 0.4VA (AC/DC) |  |  | 30,000 Cycles | Epoxy Sealed Terminals |  |  |  | - | - | IP57 - Dust Protected, Waterproof | [10 empty] | - | Not Applicable |  | Through Hole, Right Angle |  |  |  | -30°C ~ 85°C |  |  | Bulk |  | - |  |  | 484071 |  |  | EP |  |  |  |  | On-Mom |  |  | PC Pin | 20 V | 20 V | 500 | https://www.unikeyic.com/media/datasheet/aa/6b/4a81/aa/6a9cece345fe7539189938b494b58a1a.pdf | https://www.unikeyic.com/products/pushbutton-switches/ep12fpd1abe/33956643.html
ES11-SA1A4 | SICK | 1: 233.1288 5: 228.8901 10: 228.8901 25: 228.8901 | On-Off DPST-NC 50000Cycles 24V free hanging | [5 empty] | ES11-SA1 | DPST-NC |  |  |  |  | 2A (DC) |  |  |  | Control Box Enclosure, Status Indicator |  |  |  |  | - | IP65 - Dust Tight, Water Resistant | [11 empty] | Not Applicable |  | Free Hanging |  |  |  | -25°C ~ 70°C |  |  | Bulk |  | - |  | Twist | 8130742 |  |  | ES11 |  |  |  |  | On-Off |  |  | Connector |  | 24 V | 3 | https://www.unikeyic.com/media/datasheet/6a/72/b268/6a/cee992251299c7c64a7976270419e593.pdf | https://www.unikeyic.com/products/pushbutton-switches/es11-sa1a4/30568734.html
ES1S41653001 | APEM | 1: 191.51 5: 187.9714 25: 184.3358 50: 181.4758 | APEM emergency button, ES1S4series, Opening diameter34mm, panel, 2 Normally closed contact | [6 empty] | DPST-NC |  |  |  |  | 1A (DC) |  |  |  | Push-Pull Marking, Status Indicator |  |  |  |  | - | IP65 - Dust Tight, Water Resistant | [11 empty] | 1 (Unlimited) |  | Panel Mount, Front |  |  |  | -40°C ~ 85°C |  |  | Bulk |  | Circular - 22.20mm Dia |  | Pull |  |  |  | ES |  |  |  |  | On-Off |  |  | Solder Lug |  | 24 V | 6 | https://www.unikeyic.com/media/datasheet/21/c7/2d09/21c72d096eae16c4e50fa8b67464f6a1.pdf | https://www.unikeyic.com/products/pushbutton-switches/es1s41653001/33902609.html
ESANMD2GBX | Circuit Interruption Technology | 1: 5.5404 10: 4.7812 25: 4.5084 50: 4.3127 100: 4.125 250: 3.8888 500: 3.7189 1,000: 3.5561 | Off-Mom SPST-NO, Round 13.60mm Dia, 50V 125V, Solder Mount, Panel Mount |  |  |  | No Marking | Round, Button | ESANMD2G | SPST-NO |  | Black |  |  | 125mA (AC/DC) |  |  | 500,000 Cycles | - |  |  |  | - | - | IP67 - Dust Tight, Waterproof | [10 empty] | 1,000,000 Cycles | 1 (Unlimited) |  | Panel Mount, Front |  |  |  | -40°C ~ 85°C |  |  | Tray |  | Circular - 13.60mm Dia | [5 empty] | ES |  |  |  |  | Off-Mom |  |  | Solder Lug | 125 V | 50 V | 1146 | https://www.unikeyic.com/media/pdf/HTMLDatasheet/circuit-interruption-technology/74/30/edbc/j109f1cs1024vdc-36/2025/11/dh302nbsb24.pdf | https://www.unikeyic.com/products/pushbutton-switches/esanmd2gbx/174494.html
EUK-704.928.38 | eao | 1: 97.9564 5: 94.0444 10: 90.1203 25: 88.2189 | EAO Push Button Flip Cover Guard Protective cover, Used for Push Buttons and Selector Switches |  | - | [8 empty] | - |  |  | - |  |  |  |  | - | [10 empty] | - | - | - | [11 empty] | - | [9 empty] | - | - | [6 empty] | 36 | https://www.unikeyic.com/media/about_us/Unikey_ISO_9001_Certification.pdf | https://www.unikeyic.com/products/pushbutton-switches/euk-704-928-38/30511265.html
EUS-704.03-1167 | eao | 1: 36.3302 | Round -22.5° | EAO, 04 |  |  |  | Pushbutton, Square | EUS-704 | [11 empty] | Illuminated - White | [15 empty] | Not Applicable | [8 empty] | Bulk |  | 22.5mm (Round) | Contact Block(s), Illumination Source |  | 8737657 |  |  | 04 | [10 empty] | 10 | https://www.unikeyic.com/media/datasheet/02/a2/5354/02a2535487ab3817f5f88874dd885534.pdf | https://www.unikeyic.com/products/pushbutton-switches/eus-704-03-1167/30792060.html
F01010108 | C&K | 70: 1.595 200: 1.573 250: 1.485 500: 1.364 | Switch Bezels/Switch Caps Pushbutton | [5 empty] | F0101 |  | Green | [7 empty] | - | F Series | Non-Illuminated | [15 empty] | 1 (Unlimited) |  | Snap Fit | [6 empty] | Bulk |  |  |  |  | 3862476 |  |  | F | Rectangular | 17.20mm L x 8.43mm W x 17.58mm H |  |  |  |  | Pushbutton |  |  |  | 652 | https://www.unikeyic.com/media/datasheet/aa/6b/4a81/aa/6a9cece345fe7539189938b494b58a1a.pdf | https://www.unikeyic.com/products/pushbutton-switches/f01010108/29771802.html
F69-30A | ZF Friedrichshafen | 1: 11.8316 10: 11.2151 50: 10.8881 100: 10.549 250: 10.4278 | ZF interlock switch, SPDT contact configuration, push button type, Contact rated current 10A @250VAC |  | Button | [8 empty] | - |  | F69-30A ZF Friedrichshafen | - |  |  |  |  | - | [8 empty] | 31.75mm(Length)*49mm(height) |  | 250V | - | 50000Cycles |  |  | panel mount |  |  | -40℃~85℃ |  |  |  | SPDT |  | - |  |  |  |  | Compliant |  |  |  |  | SPDT | Momentary Contact | [6 empty] | 62 | https://www.unikeyic.com/media/datasheet/c9/f4/4875/c9/fe0315362342763f9fc3bb4de3a73f82.pdf | https://www.unikeyic.com/products/pushbutton-switches/f69-30a/30278984.html
FB15ANEP2 | NKK Switches | 1: 6.7658 5: 6.7658 10: 6.0621 25: 6.0621 50: 5.9539 100: 5.8456 250: 5.8456 | Round Plunger Momentary Contact SPST 50000Cycles 125V 50000Cycles 500mA Through hole mounting，panel mount 7mm(Length)*9.1mm(height) |  |  |  | No Marking | Plunger for Cap | FB15AN | SPST-NO |  | White |  |  | 500mA (AC) |  |  | 50,000 Cycles | Epoxy Sealed Terminals |  |  |  | - | - | - | [10 empty] | 50,000 Cycles | 1 (Unlimited) |  | Panel Mount, Rear |  |  |  | -10°C ~ 70°C |  |  | Tray |  | Circular - 5.30mm Dia | [5 empty] | FB |  |  |  |  | Off-Mom |  |  | Solder Turret | 125 V |  | 29 | https://www.unikeyic.com/media/datasheet/a5/94/100e/c0/ba2e0677b7da62e291e36218565b0381.pdf | https://www.unikeyic.com/products/pushbutton-switches/fb15anep2/1288718.html
FF01-26BARAYG3 | NKK Switches | 5: 23.6529 |  |  | - | [8 empty] | - |  |  | - |  |  |  |  | - | [10 empty] | - | - | - | [11 empty] | - | [9 empty] | - | - | [6 empty] | 55 | https://www.unikeyic.com/media/about_us/Unikey_ISO_9001_Certification.pdf | https://www.unikeyic.com/products/pushbutton-switches/ff01-26barayg3/32807004.html
FL13DRG5 | EOZ | 1: 16.7083 5: 14.9706 10: 14.9706 20: 14.7033 50: 14.7033 | SPST Red, Green |  | - | [8 empty] | - |  | FL13DRG5 EOZ | - |  |  |  |  | red, green | [10 empty] | - | - | - | [11 empty] | - | [9 empty] | SPST | - | [6 empty] | 14 | https://www.unikeyic.com/media/datasheet/e6/4c/8071/e6/70a5e11c60310391d41939f7eb233bec.pdf | https://www.unikeyic.com/products/pushbutton-switches/fl13drg5/6666697.html
FL13NN | EOZ | 1: 11.6036 5: 11.1395 10: 10.3968 20: 10.2112 50: 10.2112 | SPST |  | - | [8 empty] | - |  | FL13NN EOZ | - |  |  |  |  | - | [10 empty] | - | - | - | [11 empty] | - | [9 empty] | SPST | - | [6 empty] | 4 | https://www.unikeyic.com/media/datasheet/08/c5/b93c/4d/feed4e08b584d62732a24469668e36a8.pdf | https://www.unikeyic.com/products/pushbutton-switches/fl13nn/33308566.html
FP1F-4M-Z | NIDEC COMPONENTS CORPORATION | 50: 2.6795 250: 2.5916 500: 2.4818 2,500: 2.372 | Round Button Momentary Contact SPDT 28V Plugins Through hole mounting 5.6mm(Length)*7mm(height) |  | Round Button | [8 empty] | - |  | FP1F-4M-Z NIDEC COMPONENTS CORPORATION | - |  |  |  |  | - | [8 empty] | 5.6mm(Length)*7mm(height) |  | - | 28V | - |  |  | Through hole mounting |  |  | -40℃~85℃ |  |  |  | Plugins |  | - |  |  |  |  | Compliant |  |  |  |  | SPDT | Momentary Contact | [6 empty] | 250000 | https://www.unikeyic.com/media/datasheet/d9/72/3cf5/d9723cf5662115fc0705188bf7d2ca23.pdf | https://www.unikeyic.com/products/pushbutton-switches/fp1f-4m-z/33686757.html
FS5700DPLT2B2M2QE | E-SWITCH | 1: 8.6508 10: 7.4682 25: 7.0425 50: 6.736 100: 6.4424 270: 6.0431 540: 5.7786 1,080: 5.5252 | Round Button DPDT On-On Round Dia.12.20 30000Cycles 1A(DC) Panel Mount 12mm(W) × 13mm(H) |  |  |  | No Marking | Round, Button | FS5700 | DPDT |  | Silver |  |  | 1A (DC) |  |  | 30,000 Cycles | Epoxy Sealed Terminals |  |  |  | - | - | - | [10 empty] | - | 1 (Unlimited) |  | Panel Mount, Rear |  |  |  | -10°C ~ 70°C |  |  | Bulk |  | Circular - 12.20mm Dia |  |  | 6825406 |  |  | FS5700 |  |  |  |  | On-On |  |  | PC Pin |  | 9 V | 427 | https://www.unikeyic.com/media/datasheet/5c/ed/d8a9/c5/f36b53b9f43a2d530f08e3cb481f6f8c.pdf | https://www.unikeyic.com/products/pushbutton-switches/fs5700dplt2b2m2qe/29959733.html
G002R | C&K | 300: 0.396 750: 0.385 1,500: 0.374 2,000: 0.363 | Switch Access Rectangular Cap Push Button Switch | [7 empty] | Red | [7 empty] | - | PHA Series | Non-Illuminated | [15 empty] | 1 (Unlimited) |  | Snap Fit | [6 empty] | Bulk | [7 empty] | PHA | Rectangular, Concave | 9.91mm L x 4.50mm W x 9.00mm H |  |  |  |  | Pushbutton |  |  |  | 4970 | https://www.unikeyic.com/media/datasheet/aa/6b/4a81/aa/6a9cece345fe7539189938b494b58a1a.pdf | https://www.unikeyic.com/products/pushbutton-switches/g002r/489564.html
G004A | C&K | 400: 0.2871 1,100: 0.2816 | Switch Bezels/Switch Caps Switch Pb Cap Square | [7 empty] | Black | [7 empty] | - | PHA Series | Non-Illuminated | [15 empty] | 1 (Unlimited) |  | Snap Fit | [6 empty] | Bulk | [7 empty] | PHA | Square | 4.50mm L x 4.50mm W x 8.74mm H |  |  |  |  | Pushbutton |  |  |  | 1715 | https://www.unikeyic.com/media/datasheet/90/dc/4572/90/1e832da994e973d30ace65e2cff19c5b.pdf | https://www.unikeyic.com/products/pushbutton-switches/g004a/30240577.html
G3B15AB-S | NKK Switches | 1: 14.7744 10: 12.7537 25: 12.0256 | circular，Plunger On-Mom SPDT 50000Cycles 28V 28V 50000Cycles SPDT SMD mount 11mm(Length)*7.6mm(height) |  |  |  | No Marking | Round, Plunger | G3B15AB | SPDT |  | Gray |  |  | 0.4VA (AC/DC) |  |  | 50,000 Cycles | Process Sealed |  |  |  | - | - | - | [10 empty] | 50,000 Cycles | 1 (Unlimited) |  | Surface Mount |  |  |  | -30°C ~ 85°C |  |  | Tube |  | - | [5 empty] | G3B |  |  |  |  | On-Mom |  |  | Gull Wing | 28 V | 28 V | 32 | https://www.unikeyic.com/media/datasheet/5a/d8/b191/5a/1b2fa9d51c3d439476f39d66a9b688af.pdf | https://www.unikeyic.com/products/pushbutton-switches/g3b15ab-s/29656567.html
G3B25AB | NKK Switches | 1: 8.554 | Round Plunger On-Mom DPDT 50k Cycles 28V 28V 50k Cycles SMD |  |  |  | No Marking | Round, Plunger |  | DPDT |  | Gray |  |  | 0.4VA (AC/DC) |  |  | 50,000 Cycles | Process Sealed |  |  |  | - | - | - | [10 empty] | 50,000 Cycles | 1 (Unlimited) |  | Surface Mount |  |  |  | -30°C ~ 85°C |  |  | Bulk |  | - | [5 empty] | G3B |  |  |  |  | On-Mom |  |  | Gull Wing | 28 V | 28 V | 35 | https://www.unikeyic.com/media/datasheet/c2/da/4a31/c2/ee8ac6eeffa975d2965c8777f12db3ac.pdf | https://www.unikeyic.com/products/pushbutton-switches/g3b25ab/30891963.html
GHG4118201R1307 | EATON | 1: 560.8783 | Eaton Explosion-proof Control Pushbutton Button switch control box, CROUSE-HINDSseries, 2hole, 22mmaperture |  | - | [8 empty] | - |  |  | - |  |  |  |  | - | [8 empty] | 155mm*85mm*85mm |  | 500V | - | - | [5 empty] | -20℃~40℃ | [5 empty] | - | [9 empty] | - | - | [6 empty] | 16 | https://www.unikeyic.com/media/about_us/Unikey_ISO_9001_Certification.pdf | https://www.unikeyic.com/products/pushbutton-switches/ghg4118201r1307/3145171.html
GP0115AAG30-R | NKK Switches | 1: 5.746 | Cap shut-Instantaneous SPST-NO 40000Cycles 28V 28V 40000Cycles SMD mount 7.4mm*7.4mm*5.5mm |  |  |  | No Marking | Plunger for Cap | GP0115A | SPST-NO |  | - |  |  | 0.4VA (AC/DC) |  |  | 40,000 Cycles | - |  |  |  | - | - | - | [10 empty] | 40,000 Cycles | 1 (Unlimited) |  | Surface Mount, Right Angle |  |  |  | -40°C ~ 85°C |  |  |  |  | - | [5 empty] | GP01 |  |  |  |  | Off-Mom |  |  | J Lead | 28 V | 28 V | 500 | https://www.unikeyic.com/media/datasheet/df/79/375f/df79375fac052ab818aec917ee22234d.pdf | https://www.unikeyic.com/products/pushbutton-switches/gp0115aag30-r/365479.html
GP11MABE | C&K | 10: 7.755 40: 7.623 75: 7.48 150: 7.337 200: 7.194 | circular，Plunger Off-Mom SPST-NO 40000Cycles 20V 20V 40000Cycles Plugins Through hole mounting |  |  |  | No Marking | Round, Plunger | GP11M | SPST-NO |  | White |  |  | 0.4VA (AC/DC) |  |  | 40,000 Cycles | Epoxy Sealed Terminals |  |  |  | - | - | IP57 - Dust Protected, Waterproof | [10 empty] | 40,000 Cycles | 1 (Unlimited) |  | Through Hole, Right Angle |  |  |  | -30°C ~ 85°C |  |  | Bulk |  | - | [5 empty] | GP |  |  |  |  | Off-Mom |  |  | PC Pin | 20 V | 20 V | 151 | https://www.unikeyic.com/media/datasheet/aa/6b/4a81/aa/6a9cece345fe7539189938b494b58a1a.pdf | https://www.unikeyic.com/products/pushbutton-switches/gp11mabe/33717966.html
GPB040A05BB | CW Industries | 1: 4.7225 10: 4.076 25: 3.8439 50: 3.6771 100: 3.5171 250: 3.316 500: 3.1712 | 3A |  |  |  | No Marking | Round, Button | GPB040 | SPST-NO |  | Black |  |  | 3A (AC) |  |  | - | - |  |  |  | - | - | - | [10 empty] | - | 1 (Unlimited) |  | Panel Mount, Front |  |  |  | - |  |  | Bulk |  | Circular - 12.20mm Dia | [5 empty] | GPB |  |  |  |  | Off-Mom |  |  | Solder Lug | 125 V |  | 392 | https://www.unikeyic.com/media/datasheet/5b/89/9562/6b/be91bd3429b56ef874a17461e4135158.pdf | https://www.unikeyic.com/products/pushbutton-switches/gpb040a05bb/33971105.html
H8351ABAAAT | bulgin | 55: 2.156 1,000: 2.156 2,500: 1.507 5,000: 1.441 | Rectangular (ON) - OFF 8A panel mount |  | Rectangular | [8 empty] | 8A |  |  | - |  |  |  |  | - | [10 empty] | - | - | - |  |  | panel mount | [8 empty] | - | [9 empty] | - | (ON) - OFF | [6 empty] | 3463 | https://www.unikeyic.com/media/about_us/Unikey_ISO_9001_Certification.pdf | https://www.unikeyic.com/products/pushbutton-switches/h8351abaaat/1082419.html
HA-C10V | IDEC | 10: 6.6596 20: 6.6006 | SPDT 30V snap fit |  | - | [8 empty] | - |  | HA-C10V IDEC | - |  |  |  |  | - | [10 empty] | - | 30V | - |  |  | snap fit |  |  | -25℃~55℃ | [5 empty] | - | [9 empty] | SPDT | - | [6 empty] | 57 | https://www.unikeyic.com/media/datasheet/f9/d1/676b/f9/b7f19c8435f30240cbd2d9429af62b32.pdf | https://www.unikeyic.com/products/pushbutton-switches/ha-c10v/29752233.html
HB16SKW01-6G-JB | NKK Switches | 1: 39.8737 10: 34.3977 | PUSHBUTTON，square On-On SPDT circular-8.00(Dia) 100000Cycles 30V 30V Blue 50000Cycles 100mA(AC/DC) SPDT welding mounting，panel mount 9mm(Length)*9mm(height) |  |  |  | No Marking | Square, Button | HB16SKW01 | SPDT |  | Clear (White Filter/Diffuser) |  |  | 100mA (AC/DC) |  |  | 50,000 Cycles | - |  |  |  | LED, Blue | 3.6 VDC | - | [10 empty] | 100,000 Cycles | 1 (Unlimited) |  | Panel Mount, Front |  |  |  | -25°C ~ 50°C |  |  | Tray |  | Circular - 8.00mm Dia | [5 empty] | HB |  |  |  |  | On-On |  |  | Solder Lug | 30 V | 30 V | 20 | https://www.unikeyic.com/media/datasheet/a5/94/100e/ae/5e59f5c1fbdeba799ad111dc0ace614d.pdf | https://www.unikeyic.com/products/pushbutton-switches/hb16skw01-6g-jb/30098482.html
HE1G-L20MB | IDEC | 1: 468.5181 5: 468.5181 10: 468.5181 | Off-On DPST-NO 30V 125V free hanging，threaded mounting |  |  |  |  | - |  | DPST-NO |  | - |  |  | 1A (AC/DC) |  |  | - | - |  |  |  | - | - | IP65 - Dust Tight, Water Resistant | [10 empty] | - | 1 (Unlimited) |  | Free Hanging |  |  |  | -50°C ~ 60°C |  |  | Bulk |  | - | [5 empty] | HE1G |  |  |  |  | Off-On |  |  | Screw Terminal | 125 V | 30 V | 1 | https://www.unikeyic.com/media/about_us/Unikey_ISO_9001_Certification.pdf | https://www.unikeyic.com/products/pushbutton-switches/he1g-l20mb/1231750.html
HNAV-27 | IDEC | 1: 6.887 5: 6.887 10: 6.1708 25: 6.1708 50: 6.0606 100: 5.9504 250: 5.9504 | Label for Emergency Stop Switch |  | - | [8 empty] | - |  | HNAV-27 IDEC | - |  |  |  |  | - | [10 empty] | - | - | - | [5 empty] | -25℃~50℃ | [5 empty] | - | [9 empty] | - | - | [6 empty] | 74 | https://www.unikeyic.com/media/datasheet/04/e2/901a/04/a3fb57acb3baf511ee28d3f11ec629e1.pdf | https://www.unikeyic.com/products/pushbutton-switches/hnav-27/30203956.html
HP03 | APEM | 15: 9.933 30: 9.746 50: 9.196 | Switch Access Recessed Bezel Push Button Switch | [16 empty] | - | [16 empty] | 1 (Unlimited) | [8 empty] | Box |  |  |  |  | 6802416 |  |  | - | [10 empty] | 50 | https://www.unikeyic.com/media/datasheet/1a/48/bde4/1a/fb3e8e1b30eae00e720855f3d44aa773.pdf | https://www.unikeyic.com/products/pushbutton-switches/hp03/30329728.html
HW1A-B1-B | IDEC | 25: 0.506 50: 0.408 100: 0.396 250: 0.3807 500: 0.3695 1,000: 0.3587 5,000: 0.3346 | Idec Mushroom Pushbutton, HW Series, 22mm Hole Dia |  | - | [8 empty] | - |  | HW1A-B1-B IDEC | - |  |  |  |  | - | [10 empty] | - | - | - |  |  | snap fit |  |  | -25℃~50℃ | [5 empty] | - | [9 empty] | - | - | [6 empty] | 516 | https://www.unikeyic.com/media/datasheet/c4/51/d637/c4/2bab27ec70b1cd86c8f53f62c5b2f2ee.pdf | https://www.unikeyic.com/products/pushbutton-switches/hw1a-b1-b/1385014.html
HW1A-B1-Y | IDEC | 100: 0.2267 500: 0.2113 2,500: 0.2021 5,000: 0.1943 7,500: 0.1929 25,000: 0.189 50,000: 0.1867 100,000: 0.186 | Idec Mushroom button, PUSHBUTTON, yellow, Used forHW |  | - | [8 empty] | - |  | HW1A-B1-Y IDEC | - |  |  |  |  | - | [8 empty] | 22mm(height) |  | - | - | - |  |  | snap fit |  |  | -25℃~50℃ | [5 empty] | - | [9 empty] | - | - | [6 empty] | 218 | https://www.unikeyic.com/media/datasheet/08/a6/280a/08/64d2600ab60f1da403f4a7fdffca3d07.pdf | https://www.unikeyic.com/products/pushbutton-switches/hw1a-b1-y/33713806.html
HW1B-V4F01-R | IDEC | 1: 39.621 5: 38.9135 10: 38.9135 25: 38.206 50: 38.206 100: 38.206 250: 38.206 5,000: 38.206 | IDEC emergency button, HWseries, Opening diameter22mm, panel, 1 Normally closed contact | [5 empty] | HW1B | SPST-NC |  |  |  |  | 10A (AC), 8A (DC) |  |  |  | - |  |  |  |  | - | IP65 - Dust Tight, Water Resistant | [11 empty] | Not Applicable |  | Panel Mount, Front |  |  |  | -25°C ~ 50°C |  |  | Bulk |  | Circular - 22.30mm Dia |  | Twist | 8344309 |  |  | HW |  |  |  |  | On-Off |  |  | Screw Terminal | 110 V | 24 V | 222 | https://www.unikeyic.com/media/datasheet/f0/14/c195/17/2f97b0b92a905e26f051a76b734c8015.pdf | https://www.unikeyic.com/products/pushbutton-switches/hw1b-v4f01-r/33981228.html
HW1L-A0 | IDEC | 1: 24.0516 10: 19.872 25: 18.4308 50: 17.445 100: 16.5526 250: 15.5148 500: 14.8332 | Idec Mushroom button, HW series, lock release, Opening diameter22mm |  | - | [8 empty] | - |  |  | - |  |  |  |  | - | [10 empty] | - | - | - |  |  | snap fit |  |  | -25℃~50℃ | [5 empty] | - | [9 empty] | - | - | [6 empty] | 68 | https://www.unikeyic.com/media/about_us/Unikey_ISO_9001_Certification.pdf | https://www.unikeyic.com/products/pushbutton-switches/hw1l-a0/33796666.html
HW1L-M101Q4R | IDEC | 1: 34.3707 | Idec red button, panel mount, Instantaneous operation, Panel opening diameter22.3mm, With indicator light, 1 NC |  | - | [8 empty] | - |  |  | - |  |  |  |  | red | [10 empty] | - | - | - |  |  | panel mount |  |  | -25℃~80℃ | [5 empty] | 22.3mm | [9 empty] | SPST | - | [6 empty] | 5 | https://www.unikeyic.com/media/about_us/Unikey_ISO_9001_Certification.pdf | https://www.unikeyic.com/products/pushbutton-switches/hw1l-m101q4r/576318063.html
HW1L-M110Q4-G | IDEC | 1: 35.875 | Idec green button, panel mount, Instantaneous operation, Panel opening diameter22.3mm, With indicator light, 1 No |  | - | [8 empty] | - |  | HW1L-M110Q4-G IDEC | - |  |  |  |  | green | [10 empty] | - | - | - |  |  | panel mount |  |  | -25℃~80℃ | [5 empty] | 22.3mm | [9 empty] | SPST | - | [6 empty] | 73 | https://www.unikeyic.com/media/datasheet/fc/eb/56ba/fceb56ba106b55df5622b5089e5b4df8.pdf | https://www.unikeyic.com/products/pushbutton-switches/hw1l-m110q4-g/30636170.html
HW1L-M1F11QD-R-24V | IDEC | 1: 38.2521 5: 37.5691 10: 37.5691 25: 36.886 50: 36.886 100: 36.886 250: 36.886 5,000: 36.886 | Flush Round Button Momentary Contact SPDT circular-22.3 5000000Cycles 220V 440V red 10000000Cycles threaded mounting，panel mount 45.7mm(Length)*29.4mm(height) |  | Flush Round Button | [8 empty] | - |  | HW1L-M1F11QD-R-24V IDEC | 10000000Cycles |  |  |  |  | red | [8 empty] | 45.7mm(Length)*29.4mm(height) |  | 440V | 220V | 5000000Cycles |  |  | threaded mounting, panel mount |  |  | -25℃~50℃ | [5 empty] | circular-22.3 | [9 empty] | SPDT | Momentary Contact | [6 empty] | 144 | https://www.unikeyic.com/media/datasheet/52/85/2e6c/52/cdf2d7dac98282accd8dd452149c2daa.pdf | https://www.unikeyic.com/products/pushbutton-switches/hw1l-m1f11qd-r-24v/33490539.html
HW4L-M1F10QD-R-24V | IDEC | 1: 45.8396 10: 37.8513 25: 35.1753 50: 33.3672 100: 31.7458 250: 29.8791 | Flush Round Button Momentary Contact SPST red threaded mounting，panel mount |  | Flush Round Button | [8 empty] | - |  | HW4L-M1F10QD-R-24V IDEC | - |  |  |  |  | red | [10 empty] | - | - | - |  |  | threaded mounting, panel mount | [8 empty] | - | [9 empty] | SPST | Momentary Contact | [6 empty] | 4 | https://www.unikeyic.com/media/datasheet/3c/15/fbe4/3c/f9a51ff0f3cc4f76b4eacad58f5c45c6.pdf | https://www.unikeyic.com/products/pushbutton-switches/hw4l-m1f10qd-r-24v/331559.html
HW4L-M1F11QD-G-24V | IDEC | 1: 41.1311 5: 40.3966 10: 40.3966 25: 39.6621 50: 39.6621 100: 39.6621 250: 39.6621 5,000: 39.6621 | Flush Round Button Momentary Contact DPST circular-22.3 220V 440V green 10000000Cycles threaded mounting，panel mount 45.2mm(Length)*30mm(height) |  | Flush Round Button | [8 empty] | - |  | HW4L-M1F11QD-G-24V IDEC | 10000000Cycles |  |  |  |  | green | [8 empty] | 45.2mm(Length)*30mm(height) |  | 440V | 220V | - |  |  | threaded mounting, panel mount |  |  | -25℃~50℃ | [5 empty] | circular-22.3 | [9 empty] | DPST | Momentary Contact | [6 empty] | 9 | https://www.unikeyic.com/media/datasheet/3c/67/60c7/3c/6a5f770a09ebd5590b8a69aac1444069.pdf | https://www.unikeyic.com/products/pushbutton-switches/hw4l-m1f11qd-g-24v/29513788.html
HY37-6E6-011-0211 | E-SWITCH | 1: 6.1814 10: 5.3317 25: 5.0283 66: 4.7248 132: 4.519 264: 4.3218 528: 4.1329 1,056: 3.9519 | PUSHBUTTON，rectangle Off-Mom DPST-NO 125V 6000Cycles 17A(AC) SMD mount |  |  |  | No Marking | Rectangular, Button | HY37 | DPST-NO |  | Black |  |  | 17A (AC) |  |  | 6,000 Cycles | Lockable |  |  |  | - | - | - | [10 empty] | - | 1 (Unlimited) |  | Surface Mount |  |  |  | 0°C ~ 65°C |  |  | Bulk |  | - | [5 empty] | - |  |  |  |  | Off-Mom |  |  | SMD (SMT) Tab | 125 V |  | 125 | https://www.unikeyic.com/media/datasheet/8a/bb/f741/8a/7b4cae39f610bf60499d476ede841bb2.pdf | https://www.unikeyic.com/products/pushbutton-switches/hy37-6e6-011-0211/33871613.html
IAR3F1200 | APEM | 1: 18.2409 10: 17.3676 25: 17.0649 50: 16.75 100: 16.2413 | APEM black button switch, panel mount, Instantaneous operation, Panel opening diameter16.2mm, No indicator light, SPST |  |  |  | No Marking | Round, Button | IAR3F | SPST-NO |  | Black |  |  | 2A (DC) |  |  | 1,000,000 Cycles | Tactile Feedback |  |  |  | - | - | IP67 - Dust Tight, Waterproof | [10 empty] | - | 1 (Unlimited) |  | Panel Mount, Front |  |  |  | -20°C ~ 65°C |  |  | Bulk |  | Circular - 16.20mm Dia | [5 empty] | IA |  |  |  |  | Off-Mom |  |  | Wire Leads |  | 24 V | 2042 | https://www.unikeyic.com/media/datasheet/b1/4b/53a2/b1/e613f79d18fda18b5de4142cb9e4898e.pdf | https://www.unikeyic.com/products/pushbutton-switches/iar3f1200/33775120.html
IAR3F1400 | APEM | 1: 23.7257 10: 22.3091 25: 21.6187 50: 21.1948 100: 20.6982 | APEM gray button switch, panel mount, Instantaneous operation, Panel opening diameter16.2mm, No indicator light, SPST |  |  |  | No Marking | Round, Button | IAR3F | SPST-NO |  | Gray |  |  | 2A (DC) |  |  | 1,000,000 Cycles | Tactile Feedback |  |  |  | - | - | IP67 - Dust Tight, Waterproof | [10 empty] | - | 1 (Unlimited) |  | Panel Mount, Front |  |  |  | -20°C ~ 65°C |  |  | Bulk |  | Circular - 16.20mm Dia | [5 empty] | IA |  |  |  |  | Off-Mom |  |  | Wire Leads |  | 24 V | 55 | https://www.unikeyic.com/media/datasheet/b1/4b/53a2/b1/e613f79d18fda18b5de4142cb9e4898e.pdf | https://www.unikeyic.com/products/pushbutton-switches/iar3f1400/29996735.html
IFS3Z1AD200 | APEM | 7: 16.742 17: 16.434 20: 15.499 | APEM black button switch, panel mount, Instantaneous operation, Panel opening diameter14.9mm, No indicator light, SPST |  |  |  | No Marking | Round, Button | IFS3Z1AD | SPST-NO |  | Black |  |  | 400mA (AC), 100mA (DC) |  |  | 500,000 Cycles | Epoxy Sealed Terminals |  |  |  | - | - | IP67 - Dust Tight, Waterproof | [10 empty] | 1,000,000 Cycles | 1 (Unlimited) |  | Panel Mount, Front |  |  |  | -20°C ~ 85°C |  |  | Bulk |  | Circular - 16.00mm Dia |  |  | 1796344 |  |  | IF |  |  |  |  | Off-Mom |  |  | Quick Connect - 0.110" (2.8mm) | 32 V | 50 V | 20 | https://www.unikeyic.com/media/datasheet/d2/fe/aa04/d2/333394a16e3d46936b71797eebe2a7d8.pdf | https://www.unikeyic.com/products/pushbutton-switches/ifs3z1ad200/30318582.html
IMP7Z452234UL | APEM | 1: 16.1919 10: 15.2239 25: 14.7637 50: 14.4488 100: 14.1218 | APEM Yellow Pushbutton Switch, Panel Mount, Instantaneous, 13.6mm Hole Dia, No Indicator, DPDT |  | circular | [8 empty] | - |  | IMP7Z452234UL APEM | - |  |  |  |  | - | [10 empty] | - | - | - |  |  | panel mount |  |  | -40℃~85℃ | [5 empty] | 13.6mm | [9 empty] | SPDT | - | [6 empty] | 45 | https://www.unikeyic.com/media/datasheet/5f/8a/98b9/5f/6bfea6feee289e8e5865bc52d184a726.pdf | https://www.unikeyic.com/products/pushbutton-switches/imp7z452234ul/30434046.html
IMR7P422 | APEM | 25: 27.6318 50: 26.4248 100: 25.2682 250: 23.8133 500: 22.7662 | Round Head, Round Button, Momentary SPDT, Diameter 13.60mm, 1M Cycles, 25k Cycles, 3A(DC), Panel Mount, 12mm W × 18.1mm H |  |  |  | No Marking | Round, Button, Domed | IMR7P | SPDT |  | Black |  |  | 3A (DC) |  |  | 25,000 Cycles | Epoxy Sealed Terminals |  |  |  | - | - | IP67 - Dust Tight, Waterproof | [10 empty] | 1,000,000 Cycles | 1 (Unlimited) |  | Panel Mount, Front |  |  |  | -40°C ~ 85°C |  |  | Bulk |  | Circular - 13.60mm Dia |  |  | 3478687 |  |  | IM |  |  |  |  | On-Mom |  |  | PC Pin |  | 28 V | 106 | https://www.unikeyic.com/media/datasheet/ed/72/2223/ed/e2d408114b2355576c78fff704942e33.pdf | https://www.unikeyic.com/products/pushbutton-switches/imr7p422/29668884.html
IMR7Z432234 | APEM | 7: 16.929 17: 16.61 | Round Head, Round Button, Momentary SPDT, 13.60mm Dia, 1M Cycles, 25k Cycles, 3A DC, Panel Mount |  |  |  | No Marking | Round, Button, Domed | IMR7Z | SPDT |  | Green |  |  | 3A (DC) |  |  | 25,000 Cycles | Epoxy Sealed Terminals |  |  |  | - | - | IP67 - Dust Tight, Waterproof | [10 empty] | 1,000,000 Cycles | 1 (Unlimited) |  | Panel Mount, Front |  |  |  | -40°C ~ 85°C |  |  | Bulk |  | Circular - 13.60mm Dia | [5 empty] | IM |  |  |  |  | On-Mom |  |  | Quick Connect - 0.110" (2.8mm) |  | 28 V | 19 | https://www.unikeyic.com/media/datasheet/ed/72/2223/ed/e2d408114b2355576c78fff704942e33.pdf | https://www.unikeyic.com/products/pushbutton-switches/imr7z432234/523921.html
IPC1SAD2 | APEM | 1: 30.5811 15: 29.5274 50: 29.3942 100: 29.3336 250: 28.401 | APEM black button switch, panel mount, Latching operation, Panel opening diameter12mm, No indicator light, SPST |  |  |  | No Marking | Square, Button | IPC1SA | SPST |  | Black |  |  | 2A (AC), 4A (DC) |  |  | 200,000 Cycles | Epoxy Sealed Terminals |  |  |  | - | - | IP67 - Dust Tight, Waterproof | [10 empty] | - | 1 (Unlimited) |  | Panel Mount, Front |  |  |  | -40°C ~ 85°C |  |  | Bulk |  | Circular - 13.60mm Dia | [5 empty] | IP |  |  |  |  | Off-On |  |  | Solder Lug | 125 V | 12 V | 25 | https://www.unikeyic.com/media/datasheet/0b/7f/084b/0b7f084bf4393be4884979269a8d404b.pdf | https://www.unikeyic.com/products/pushbutton-switches/ipc1sad2/30478211.html
IPC3FAD2 | APEM | 1: 46.9949 10: 38.8077 | APEM black button switch, panel mount, Instantaneous operation, Panel opening diameter12mm, No indicator light, SPST |  |  |  | No Marking | Square, Button | IPC3FA | SPST-NO |  | Black |  |  | 500mA (AC), 200mA (DC) |  |  | 500,000 Cycles | Tactile Feedback |  |  |  | - | - | IP67 - Dust Tight, Waterproof | [10 empty] | - | 1 (Unlimited) |  | Panel Mount, Front |  |  |  | -40°C ~ 125°C |  |  | Bulk |  | Circular - 13.60mm Dia | [5 empty] | IP |  |  |  |  | Off-Mom |  |  | Wire Leads | 48 V | 48 V | 6 | https://www.unikeyic.com/media/datasheet/aa/e5/4721/aa/c16f985307ac06de190bc8a3fd9f4f00.pdf | https://www.unikeyic.com/products/pushbutton-switches/ipc3fad2/29849451.html
IPC5SAD3 | APEM | 1: 40.2701 15: 38.6462 50: 38.4765 100: 38.2826 250: 36.5133 | APEM green button switch, panel mount, Instantaneous operation, Panel opening diameter12mm, No indicator light, SPST |  | square | [8 empty] | - |  | IPC5SAD3 APEM | - |  |  |  |  | white, red, green, Blue, yellow | [10 empty] | - | - | - |  |  | welding mounting, panel mount |  |  | -40℃~85℃ | [5 empty] | 12mm | [9 empty] | SPST | - | [6 empty] | 31 | https://www.unikeyic.com/media/datasheet/68/86/4d36/68/f8192bb920191ef7b4aaf0d4cb61c79b.pdf | https://www.unikeyic.com/products/pushbutton-switches/ipc5sad3/30661445.html
IPR1SAD0LOY105 | APEM | 1: 28.9856 10: 27.2626 50: 26.4148 100: 25.8577 250: 25.2884 | APEM silver button switch, panel mount, Latching operation, Panel opening diameter12.9mm, With indicator light, SPST |  | button | [8 empty] | - |  | IPR1SAD0LOY105 APEM | - |  |  |  |  | yellow | [10 empty] | - | - | - |  |  | welding mounting, panel mount |  |  | -40℃~85℃ | [5 empty] | 12.9mm | [9 empty] | SPST | - | [6 empty] | 2 | https://www.unikeyic.com/media/datasheet/f7/4e/a2e1/f7/8217c88f5ee7d07b97bf2260f8890911.pdf | https://www.unikeyic.com/products/pushbutton-switches/ipr1sad0loy105/30633712.html
IPR1SAD1 | APEM | 1: 21.9766 15: 20.0079 50: 19.8989 100: 19.7899 250: 19.6688 | APEM blue button switch, panel mount, Latching operation, Panel opening diameter13.6mm, No indicator light, SPST |  | Round Plunger | [8 empty] | - |  | IPR1SAD1 APEM | 200000Cycles |  |  |  |  | - | [8 empty] | 17.5mm(Length)*27.6mm(height) |  | - | 72V | - |  |  | welding mounting, panel mount |  |  | -40℃~85℃ | [5 empty] | Circular -13.6 | [9 empty] | SPST | Latching | [6 empty] | 10 | https://www.unikeyic.com/media/datasheet/d6/3e/7ea7/d6/723f9d8437a76e8fdebeb6db80ba4860.pdf | https://www.unikeyic.com/products/pushbutton-switches/ipr1sad1/33973599.html
IPR3FAD3 | APEM | 1: 35.2863 5: 35.2863 10: 34.6562 25: 34.026 50: 34.026 100: 34.026 250: 34.026 5,000: 34.026 | APEM green button switch, panel mount, Instantaneous operation, Panel opening diameter13.6mm, No indicator light, SPST |  |  |  | No Marking | Round, Button | IPR3FA | SPST-NO |  | Green |  |  | 500mA (AC), 200mA (DC) |  |  | 500,000 Cycles | Tactile Feedback |  |  |  | - | - | IP67 - Dust Tight, Waterproof | [10 empty] | - | 1 (Unlimited) |  | Panel Mount, Front |  |  |  | -40°C ~ 125°C |  |  | Bulk |  | Circular - 13.60mm Dia |  |  | 1280193 |  |  | IP |  |  |  |  | Off-Mom |  |  | Wire Leads | 48 V | 48 V | 18 | https://www.unikeyic.com/media/datasheet/b3/67/5660/12/0ff57b43039dfc9e32c934a1cefb8722.pdf | https://www.unikeyic.com/products/pushbutton-switches/ipr3fad3/33914157.html
IPR3SAD2101 | APEM | 1: 28.6375 5: 28.6375 10: 28.1261 20: 27.6147 50: 27.6147 | APEM Black micro button switch, panel mount, Instantaneous operation, Panel opening diameter13.6mm, No indicator light, SPST |  |  |  | No Marking | Round, Button | IPR3SA | SPST-NO |  | Black |  |  | 500mA (AC), 200mA (DC) |  |  | 500,000 Cycles | Tactile Feedback |  |  |  | - | - | IP67 - Dust Tight, Waterproof | [10 empty] | - | 1 (Unlimited) |  | Panel Mount, Front |  |  |  | -40°C ~ 125°C |  |  | Bulk |  | Circular - 13.60mm Dia |  |  | 1796135 |  |  | IP |  |  |  |  | Off-Mom |  |  | Solder Lug | 48 V | 48 V | 53 | https://www.unikeyic.com/media/datasheet/e2/a4/d378/e2/a5df9f11752196fb072d71cb6625a7c2.pdf | https://www.unikeyic.com/products/pushbutton-switches/ipr3sad2101/646259.html
IPR3SAD3104 | APEM | 1: 31.8716 10: 29.9634 50: 29.0308 100: 28.401 250: 27.856 | APEM green button switch, panel mount, Instantaneous operation, Panel opening diameter13.6mm, No indicator light, SPST |  | Round Plunger | [8 empty] | - |  | IPR3SAD3104 APEM | 500000Cycles |  |  |  |  | - | [8 empty] | 17.5mm(Length)*25.4mm(height) |  | 48V | 48V | - |  |  | welding mounting, panel mount |  |  | -40℃~85℃ | [5 empty] | Circular -13.6 |  |  |  |  | Non-compliant | bulk |  |  |  | SPST | Momentary Contact | [6 empty] | 159 | https://www.unikeyic.com/media/datasheet/68/86/4d36/68/f8192bb920191ef7b4aaf0d4cb61c79b.pdf | https://www.unikeyic.com/products/pushbutton-switches/ipr3sad3104/33555320.html
IPR3SAD3LOS | APEM | 1: 15.3049 15: 13.9644 50: 13.8554 100: 13.7463 250: 13.6373 | APEM green button switch, panel mount, Instantaneous operation, Panel opening diameter13.6mm, With indicator light, SPST |  | Plunger | [8 empty] | - |  | IPR3SAD3LOS APEM | - |  |  |  |  | red | [8 empty] | 16mm(height) |  | - | - | - |  |  | welding mounting, panel mount |  |  | -40℃~85℃ | [5 empty] | 13.6mm | [9 empty] | SPST | - | [6 empty] | 70 | https://www.unikeyic.com/media/datasheet/2b/49/fe1b/2b/cb3fda098ed15647c3db4d3ee3c1ea09.pdf | https://www.unikeyic.com/products/pushbutton-switches/ipr3sad3los/33800878.html
IPR3SAD6101 | APEM | 1: 30.6256 5: 30.6256 10: 30.0787 20: 29.5318 50: 29.5318 | APEM red micro button switch, panel mount, Instantaneous operation, Panel opening diameter13.6mm, SPST |  |  |  | No Marking | Round, Button | IPR3SA | SPST-NO |  | Red |  |  | 500mA (AC), 200mA (DC) |  |  | 500,000 Cycles | Tactile Feedback |  |  |  | - | - | IP67 - Dust Tight, Waterproof | [10 empty] | - | 1 (Unlimited) |  | Panel Mount, Front |  |  |  | -40°C ~ 125°C |  |  | Bulk |  | Circular - 13.60mm Dia | [5 empty] | IP |  |  |  |  | Off-Mom |  |  | Solder Lug | 48 V | 48 V | 55 | https://www.unikeyic.com/media/datasheet/e2/a4/d378/e2/a5df9f11752196fb072d71cb6625a7c2.pdf | https://www.unikeyic.com/products/pushbutton-switches/ipr3sad6101/30328517.html
IPR3SAD7/1104 | APEM | 1: 14.6427 15: 13.5889 50: 13.5041 100: 13.4315 250: 13.3467 | APEM White push button switch, panel mount, Instantaneous operation, Panel opening diameter13.6mm, No indicator light, SPST |  | round cover | [8 empty] | - |  | IPR3SAD7/1104 APEM | - |  |  |  |  | - | [10 empty] | - | - | - |  |  | welding mounting, panel mount |  |  | -40℃~85℃ | [5 empty] | 13.6mm | [9 empty] | SPST | - | [6 empty] | 22 | https://www.unikeyic.com/media/datasheet/68/86/4d36/68/f8192bb920191ef7b4aaf0d4cb61c79b.pdf | https://www.unikeyic.com/products/pushbutton-switches/ipr3sad7-1104/30826675.html
IRC3S422LOS | APEM | 1: 25.6622 10: 24.1258 50: 23.387 100: 22.8904 250: 22.3817 | APEM Black Pushbutton Switch, Panel Mount, Momentary, 14.8mm Hole, Pilot Light, SPST |  | button | [8 empty] | - |  | IRC3S422LOS APEM | - |  |  |  |  | red | [10 empty] | - | - | - |  |  | welding mounting, panel mount |  |  | -40℃~85℃ | [5 empty] | 14.8mm | [9 empty] | SPST | - | [6 empty] | 21 | https://www.unikeyic.com/media/datasheet/d2/3f/2e69/d2/c8dad74ba1fb744223978058e20fd92e.pdf | https://www.unikeyic.com/products/pushbutton-switches/irc3s422los/30677240.html
IRC8Z2B2LOB | APEM | 1: 32.3589 10: 30.4357 50: 29.4911 100: 28.8613 250: 28.2315 | APEM blue button switch, panel mount, Instantaneous operation, Panel opening diameter14.8mm, With indicator light, DPDT |  | button | [8 empty] | - |  | IRC8Z2B2LOB APEM | - |  |  |  |  | Blue | [10 empty] | - | - | - |  |  | welding mounting, panel mount |  |  | -40℃~85℃ | [5 empty] | 14.8mm | [9 empty] | DPDT | - | [6 empty] | 39 | https://www.unikeyic.com/media/datasheet/d2/3f/2e69/d2/c8dad74ba1fb744223978058e20fd92e.pdf | https://www.unikeyic.com/products/pushbutton-switches/irc8z2b2lob/30008427.html
IRR1F422LOS | APEM | 1: 42.0072 | APEM IRR1F422LOS Push Button Switch |  | - | [8 empty] | - |  |  | - |  |  |  |  | - | [10 empty] | - | - | - | [11 empty] | - | [9 empty] | - | - | [6 empty] | 249 | https://www.unikeyic.com/media/about_us/Unikey_ISO_9001_Certification.pdf | https://www.unikeyic.com/products/pushbutton-switches/irr1f422los/26316493.html
IRR3S422 | APEM | 1: 27.9205 5: 27.9205 10: 27.4219 20: 26.9233 50: 26.9233 | APEM black button switch, panel mount, Instantaneous operation, Panel opening diameter14.8mm, No indicator light, SPST |  |  |  | No Marking | Round, Button | IRR3S | SPST-NO |  | Black |  |  | 200mA (AC/DC) |  |  | 500,000 Cycles | Tactile Feedback |  |  |  | - | - | IP67 - Dust Tight, Waterproof | [10 empty] | 1,000,000 Cycles | 1 (Unlimited) |  | Panel Mount, Front |  |  |  | -40°C ~ 85°C |  |  | Tray |  | Circular - 16.20mm Dia |  |  | 2658517 |  |  | IR |  |  |  |  | Off-Mom |  |  | Solder Lug | 250 V | 48 V | 747 | https://www.unikeyic.com/media/datasheet/d2/3f/2e69/d2/c8dad74ba1fb744223978058e20fd92e.pdf | https://www.unikeyic.com/products/pushbutton-switches/irr3s422/33561222.html
IRR3S462LOS | APEM | 1: 24.5878 10: 23.1205 50: 22.406 100: 21.9336 250: 21.4491 | APEM red button switch, panel mount, Instantaneous operation, Panel opening diameter14.8mm, With indicator light, SPST |  | Pushbutton type | [8 empty] | - |  | IRR3S462LOS APEM | - |  |  |  |  | red | [10 empty] | - | - | - |  |  | welding mounting, panel mount |  |  | -40℃~85℃ | [5 empty] | 14.8mm | [9 empty] | SPST | - | [6 empty] | 108 | https://www.unikeyic.com/media/datasheet/d2/3f/2e69/d2/c8dad74ba1fb744223978058e20fd92e.pdf | https://www.unikeyic.com/products/pushbutton-switches/irr3s462los/30550664.html
IRR8Z222000 | APEM | 4: 28.919 10: 28.38 20: 27.841 40: 26.774 50: 24.563 100: 19.877 | Curved Round Button Momentary Contact DPST circular-16.2 100000Cycles 250V 500000Cycles 4A welding mounting，panel mount 31.65mm(height) |  |  |  | No Marking | Round, Button | IRR8Z | DPST-NO/NC |  | Black |  |  | 5A (AC) |  |  | 25,000 Cycles | Tactile Feedback |  |  |  | - | - | IP67 - Dust Tight, Waterproof | [10 empty] | 1,000,000 Cycles | 1 (Unlimited) |  | Panel Mount, Front |  |  |  | -20°C ~ 85°C |  |  | Tray |  | Circular - 16.20mm Dia | [5 empty] | IR |  |  |  |  | On-Mom, Off-Mom |  |  | Solder, Quick Connect - 0.110" (2.8mm) | 250 V |  | 240 | https://www.unikeyic.com/media/datasheet/45/7e/847f/45/8ed937b85702dc4318a69218861f67ce.pdf | https://www.unikeyic.com/products/pushbutton-switches/irr8z222000/1137335.html
IS15BBFP4RGB | NKK Switches | 1: 45.0497 | Rectangular LCD Off-Mom SPST-NO 3000000Cycles 12V red，green，Blue 3000000Cycles Through hole mounting 23.13mm*20.59mm*23.13mm | [5 empty] | IS15BBFP | SPST-NO |  |  | 0.1A @ 12VDC | [23 empty] | 1 (Unlimited) |  | Through Hole |  |  | 224gf | -20°C ~ 60°C |  |  | Bulk | [7 empty] | SmartDisplay™ |  |  |  |  | Off-Mom |  |  | PC Pin |  |  | 580 | https://www.unikeyic.com/media/datasheet/1e/6e/5c7b/1e/7b2afde1505854ee1724c78667afc69b.pdf | https://www.unikeyic.com/products/pushbutton-switches/is15bbfp4rgb/30437678.html
IS15SBFP4RGB | NKK Switches | 1: 46.602 | IS LCD 36x24 RGB COMPACT |  | - | [8 empty] | - |  | IS15SBFP4RGB NKK Switches | - |  |  |  |  | - | [10 empty] | - | - | - | [11 empty] | - | [9 empty] | - | - | [6 empty] | 50 | https://www.unikeyic.com/media/datasheet/12/a7/b588/12/d483dfa87f54e9d173d1502349b5f552.pdf | https://www.unikeyic.com/products/pushbutton-switches/is15sbfp4rgb/33731939.html
ISR3SAD600104 | APEM | 1: 25.772 10: 22.2366 25: 20.9649 | Curved Round Button Off-Mom SPST-NO circular-13.60(Dia) 50V 32V 500000Cycles welding mounting，panel mount |  |  |  | No Marking | Round, Button | ISR3SA | SPST-NO |  | Red |  |  | 400mA (AC), 100mA (DC) |  |  | 500,000 Cycles | Epoxy Sealed Terminals |  |  |  | - | - | IP67 - Dust Tight, Waterproof | [10 empty] | 1,000,000 Cycles | 1 (Unlimited) |  | Panel Mount, Front |  |  |  | -40°C ~ 85°C |  |  | Bulk |  | Circular - 13.60mm Dia | [5 empty] | IS |  |  |  |  | Off-Mom |  |  | Solder Lug | 32 V | 50 V | 20 | https://www.unikeyic.com/media/datasheet/ec/59/de17/ec/8a7a9768dbec186cf441e881bec32f74.pdf | https://www.unikeyic.com/products/pushbutton-switches/isr3sad600104/1039059.html
IXR3W12BRXN9 | APEM | 4: 31.251 9: 30.679 18: 30.096 25: 28.941 | Pushbutton Switches PUSHBUTTON SWITCH FD DBLE | [33 empty] | Vendor Undefined | [8 empty] | Bulk |  |  |  |  | 14735091 |  |  | * | [10 empty] | 25 | https://www.unikeyic.com/media/about_us/Unikey_ISO_9001_Certification.pdf | https://www.unikeyic.com/products/pushbutton-switches/ixr3w12brxn9/20921171.html
J3005409 | ABB | 1: 14.9998 | ABB Self-adhesive Label Plate, Used for Emergency Stop Button |  | - | [8 empty] | - |  |  | - |  |  |  |  | - | [10 empty] | - | - | - | [11 empty] | - | [9 empty] | - | - | [6 empty] | 122 | https://www.unikeyic.com/media/about_us/Unikey_ISO_9001_Certification.pdf | https://www.unikeyic.com/products/pushbutton-switches/j3005409/31862963.html
K1148735 | TE Connectivity | 1: 37.7873 | PUSHBUTTON CO CO，SPDT 30.5mm 32V SPDT panel mount 48mm(Length) |  | PUSHBUTTON | [8 empty] | - |  |  | - |  |  |  |  | - | [8 empty] | 48mm(Length) |  | - | 32V | - |  |  | panel mount |  |  | -40℃~90℃ |  |  |  | SPDT |  | 30.5mm | [9 empty] | CO, SPDT | CO | [6 empty] | 9 | https://www.unikeyic.com/media/about_us/Unikey_ISO_9001_Certification.pdf | https://www.unikeyic.com/products/pushbutton-switches/k1148735/18362439.html
K12P BK 2 2.5N | C&K | 1: 4.8736 10: 4.2057 25: 3.9667 50: 3.7944 100: 3.6293 300: 3.3817 600: 3.2339 1,200: 3.0924 | circular，PUSHBUTTON Off-Mom SPST-NO 100Thousands of times 30V 1000000Cycles 100mA(DC) Plugins Through hole mounting |  |  |  | No Marking | Round, Button | K12P | SPST-NO |  | Black |  |  | 100mA (DC) |  |  | 1,000,000 Cycles | Tactile Feedback |  |  |  | - | - | IP40 | [10 empty] | - | 1 (Unlimited) |  | Through Hole |  |  |  | -40°C ~ 85°C |  |  | Bulk |  | - | [5 empty] | K12 |  |  |  |  | Off-Mom |  |  | PC Pin |  | 30 V | 3497 | https://www.unikeyic.com/media/datasheet/9c/83/11e4/9c/f6688ed69f8f360476555ad858314ffa.pdf | https://www.unikeyic.com/products/pushbutton-switches/k12p-bk-2-2-5n/30853426.html
K12SB L GN0 1.5 9N O LFTX | C&K | 900: 5.6862 | circular，PUSHBUTTON Off-Mom SPST-NO 200000Cycles 30V green 200000Cycles 100mA(DC) SMD SMD mount，glue mount |  |  |  | No Marking | Round, Button | K12SBL | SPST-NO |  | - |  |  | 100mA (DC) |  |  | 200,000 Cycles | - |  |  |  | LED, Green | - | IP67 - Dust Tight, Waterproof | [10 empty] | 200,000 Cycles | 5A (24 Hours) |  | Surface Mount |  |  |  | -40°C ~ 85°C |  |  |  |  | - |  |  | 9553600 |  |  | K12S |  |  |  |  | Off-Mom |  |  | SMD (SMT) Tab |  | 30 V | 5181 | https://www.unikeyic.com/media/datasheet/aa/6b/4a81/aa/6a9cece345fe7539189938b494b58a1a.pdf | https://www.unikeyic.com/products/pushbutton-switches/k12sb-l-gn0-1-5-9n-o-lftx/1240389.html
K12SCS1.55NOLFTX | C&K | 900: 3.1247 | circular，PUSHBUTTON Off-Mom SPST-NO 200000Cycles 30V 200000Cycles 100mA(DC) SMD SMD mount，glue mount 10.8mm(Length)*9.1mm(height) |  |  |  | No Marking | Round, Button | K12SC | SPST-NO |  | - |  |  | 100mA (DC) |  |  | 200,000 Cycles | - |  |  |  | - | - | IP40 | [10 empty] | 200,000 Cycles | 1 (Unlimited) |  | Surface Mount |  |  |  | -40°C ~ 85°C |  |  | Tape & Reel (TR)Cut Tape (CT) |  | - | [5 empty] | K12S |  |  |  |  | Off-Mom |  |  | SMD (SMT) Tab |  | 30 V | 1844 | https://www.unikeyic.com/media/datasheet/aa/6b/4a81/aa/6a9cece345fe7539189938b494b58a1a.pdf | https://www.unikeyic.com/products/pushbutton-switches/k12scs1-55nolftx/30856976.html
K14-131.111081 | eao | 1: 60.7405 | Illuminated Pushbutton Switch |  | - | [8 empty] | - |  |  | - |  |  |  |  | - | [10 empty] | - | - | - | [11 empty] | - | [9 empty] | - | - | [6 empty] | 9 | https://www.unikeyic.com/media/about_us/Unikey_ISO_9001_Certification.pdf | https://www.unikeyic.com/products/pushbutton-switches/k14-131-111081/30592800.html
K14-131.211101 | eao | 1: 70.5956 10: 58.3384 25: 54.3084 50: 51.6067 100: 49.198 | ILLUMINATED PUSHBUTTON, MOMENTAR |  | - | [8 empty] | - |  |  | - |  |  |  |  | - | [10 empty] | - | - | - | [11 empty] | - | [9 empty] | - | - | [6 empty] | 5 | https://www.unikeyic.com/media/about_us/Unikey_ISO_9001_Certification.pdf | https://www.unikeyic.com/products/pushbutton-switches/k14-131-211101/23660403.html
K14-131.221071 | eao | 1: 76.6238 5: 75.2555 10: 73.8872 20: 73.8872 | circular，short hair，PUSHBUTTON Off-Mom，On-Mom DPST-NO/NC circular-30.50(Dia) 2000000Cycles 250V yellow 5A(AC) welding mounting，panel mount |  |  |  | No Marking | Round, Button, Flush | K14-131 | DPST-NO/NC |  | Yellow |  |  | 5A (AC) |  |  | - | - |  |  |  | LED, Yellow | 24 VAC/DC | IP67 - Dust Tight, Waterproof | [10 empty] | 2,000,000 Cycles | Not Applicable |  | Panel Mount, Front |  |  |  | -25°C ~ 55°C |  |  | Bulk |  | Circular - 30.50mm Dia | [5 empty] | 14 |  |  |  |  | On-Mom, Off-Mom |  |  | Solder Lug | 250 V |  | 3 | https://www.unikeyic.com/media/datasheet/5f/6e/926c/5f/b8e78d44b9e64c13eb61ab5a63f26268.pdf | https://www.unikeyic.com/products/pushbutton-switches/k14-131-221071/1358677.html
K30ABT2XGH | Banner Engineering | 1: 155.52 | Off-Mom SPST-NO circular-22.00(Dia) 30V wire mounting，panel mount |  |  |  |  | Round, Button, Domed | K30ABT | SPST-NO | [8 empty] | - |  |  |  | LED, Green |  | IP67/IP69K - Dust Tight, Water Resistant, Waterproof | [11 empty] | 1 (Unlimited) |  | Panel Mount, Front |  |  |  | -40°C ~ 50°C |  |  | Box |  | Circular - 22.00mm Dia | [5 empty] | K30 |  |  |  |  | Off-Mom |  |  | Cable Leads |  |  | 1 | https://www.unikeyic.com/media/about_us/Unikey_ISO_9001_Certification.pdf | https://www.unikeyic.com/products/pushbutton-switches/k30abt2xgh/30616328.html
K30LGRBPPB2 | Banner Engineering | 1: 119.9472 | Off-Mom SPST-NO circular-22.00(Dia) 30V wire mounting，panel mount |  |  |  |  | Round, Button, Domed |  | SPST-NO |  | - |  |  | 150mA (DC) |  |  | - | - |  |  |  | LED, Blue/Green/Red | 30 VDC | IP67 - Dust Tight, Waterproof | [10 empty] | - |  |  | Panel Mount, Front |  |  |  | -40°C ~ 50°C |  |  | Bulk |  | Circular - 22.00mm Dia |  |  | 18113709 |  |  | K30 |  |  |  |  | Off-Mom |  |  | Cable Leads |  | 30 V | 2 | https://www.unikeyic.com/media/about_us/Unikey_ISO_9001_Certification.pdf | https://www.unikeyic.com/products/pushbutton-switches/k30lgrbppb2/688281604.html
K30LGRXPPB2Q | Banner Engineering | 1: 121.0276 | Off-Mom SPST-NO circular-22.00(Dia) 30V panel mount |  |  |  | No Marking | Round, Button, Domed | K30LGR | SPST-NO |  | - |  |  | 150mA (DC) |  |  | - | - |  |  |  | LED, Green/Red | 30 VDC | IP67 - Dust Tight, Waterproof | [10 empty] | - | 1 (Unlimited) |  | Panel Mount, Front |  |  |  | -40°C ~ 50°C |  |  | Bulk |  | Circular - 22.00mm Dia |  |  | 10651120 |  |  | K30 |  |  |  |  | Off-Mom |  |  | Connector |  | 30 V | 18 | https://www.unikeyic.com/media/datasheet/f0/ab/155f/f0ab155f9edf8effdebe2e2e4c39806f.pdf | https://www.unikeyic.com/products/pushbutton-switches/k30lgrxppb2q/33761169.html
K84-603.4305S | eao | 1: 43.0315 10: 41.7356 50: 40.4518 100: 39.5919 250: 38.732 | EAO red button switch, panel mount, Instantaneous operation, Panel opening diameter22.5mm, With indicator light, SPST |  | Pushbutton type | [8 empty] | - |  | K84-603.4305S eao | - |  |  |  |  | - | [10 empty] | - | - | - |  |  | panel mount |  |  | -25℃~70℃ | [5 empty] | 22.5mm | [9 empty] | SPST | - | [6 empty] | 27 | https://www.unikeyic.com/media/datasheet/05/aa/77d5/05/baae1f91deb3c90a9ae1f15542151c16.pdf | https://www.unikeyic.com/products/pushbutton-switches/k84-603-4305s/582400.html
KB15NKG01 | NKK Switches | 1: 8.112 | Cap, SPDT, Momentary, Round, 12.30mm Dia, 100k Cycles, 28V, Snap-In, Panel Mount |  |  |  | No Marking | Plunger for Cap |  | SPDT |  | - |  |  | 0.4VA (AC/DC) |  |  | 100,000 Cycles | - |  |  |  | - | - | - | [10 empty] | 100,000 Cycles | 1 (Unlimited) |  | Panel Mount, Snap-In |  |  |  | -25°C ~ 70°C |  |  | Bulk |  | Circular - 12.30mm Dia |  |  | 2104462 |  |  | KB |  |  |  |  | On-Mom |  |  | Solder Lug | 28 V | 28 V | 40 | https://www.unikeyic.com/media/datasheet/87/f8/47f2/87/b748027d41688a75676c5b6983ab9ef4.pdf | https://www.unikeyic.com/products/pushbutton-switches/kb15nkg01/33780973.html
KB26NKW01 | NKK Switches | 1: 9.75 | Without Cap ON - ON 1A welding mounting，panel mount |  |  |  | No Marking | Plunger for Cap |  | DPDT |  | - |  |  | 1A (AC/DC) |  |  | 50,000 Cycles | - |  |  |  | - | - | - | [10 empty] | 100,000 Cycles | 1 (Unlimited) |  | Panel Mount, Snap-In |  |  |  | -25°C ~ 70°C |  |  | Tray |  | Circular - 12.30mm Dia | [5 empty] | KB |  |  |  |  | On-On |  |  | Solder Lug | 125 V | 30 V | 45 | https://www.unikeyic.com/media/datasheet/87/f8/47f2/87/b748027d41688a75676c5b6983ab9ef4.pdf | https://www.unikeyic.com/products/pushbutton-switches/kb26nkw01/1290034.html
KLS12L063AQ | C&K | 15: 8.404 35: 8.25 70: 8.107 | PUSHBUTTON，square On-Mom SPDT 1000000Cycles 25V red，green 200000Cycles 500mA(DC) Plugins Through hole mounting 442mm(Length)*362mm(width) |  |  |  | No Marking | Square, Button | KLS12L063 | SPDT |  | Clear |  |  | 500mA (DC) |  |  | 200,000 Cycles | - |  |  |  | LED, Green/Red | 2 VDC | - | [10 empty] | 1,000,000 Cycles | 1 (Unlimited) |  | Through Hole |  |  |  | -40°C ~ 85°C |  |  | Tray |  | - |  |  | 10398899 |  |  | KLS |  |  |  |  | On-Mom |  |  | PC Pin |  | 25 V | 134 | https://www.unikeyic.com/media/datasheet/aa/6b/4a81/aa/6a9cece345fe7539189938b494b58a1a.pdf | https://www.unikeyic.com/products/pushbutton-switches/kls12l063aq/30344196.html
KP0115ACAKG03RGBP-1FJB | NKK Switches | 1: 15.229 5: 13.6452 10: 13.6452 25: 13.4015 50: 13.1579 100: 13.1579 250: 13.1579 | PUSHBUTTON，square Off-Mom SPST-NO 5000000Cycles 12V red，green，Blue 5000000Cycles 100mA(DC) MINI Through hole mounting |  |  |  | No Marking | Square, Button | KP0115A | SPST-NO |  | Clear (White Filter/Diffuser) |  |  | 100mA (DC) |  |  | 5,000,000 Cycles | Tactile Feedback |  |  |  | LED, Blue/Green/Red | 2.0, 2.9, 2.9 VDC | - | [10 empty] | 5,000,000 Cycles | 1 (Unlimited) |  | Through Hole |  |  |  | -25°C ~ 50°C |  |  | Bulk |  | - |  |  | 9463443 |  |  | KPRGB |  |  |  |  | Off-Mom |  |  | PC Pin |  | 12 V | 4 | https://www.unikeyic.com/media/about_us/Unikey_ISO_9001_Certification.pdf | https://www.unikeyic.com/products/pushbutton-switches/kp0115acakg03rgbp-1fjb/29845662.html
KP0115ANBKG03RGBP-3FJB | NKK Switches | 1: 18.7404 5: 17.491 10: 17.1787 25: 17.1787 50: 16.8664 100: 16.8664 250: 16.8664 | Square Pushbutton, Off-Instant SPST-NO, Red/Green/Blue, 100mA(DC), MINI, TH |  |  |  | No Marking | Square, Button | KP0115A | SPST-NO |  | Clear (White Filter/Diffuser) |  |  | 100mA (DC) |  |  | 5,000,000 Cycles | - |  |  |  | LED, Blue/Green/Red | 2.0, 2.9, 2.9 VDC | - | [10 empty] | 5,000,000 Cycles | 1 (Unlimited) |  | Through Hole |  |  |  | -25°C ~ 50°C |  |  | Bulk |  | - | [5 empty] | KPRGB |  |  |  |  | Off-Mom |  |  | PC Pin |  | 12 V | 9 | https://www.unikeyic.com/media/about_us/Unikey_ISO_9001_Certification.pdf | https://www.unikeyic.com/products/pushbutton-switches/kp0115anbkg03rgbp-3fjb/29526053.html
KP0215ANBKG036E-3TJB | NKK Switches | 1: 9.633 | PUSHBUTTON，square Off-Mom SPST-NO 12V yellow 100mA(DC) Through hole mounting |  | PUSHBUTTON, square | [8 empty] | 100mA(DC) |  | KP0215ANBKG036E-3TJB NKK Switches | - |  |  |  |  | yellow | [10 empty] | - | 12V | - |  |  | Through hole mounting |  |  | -25℃~50℃ | [5 empty] | - |  |  |  |  | Compliant |  |  |  |  | SPST-NO | Off-Mom | [6 empty] | 25 | https://www.unikeyic.com/media/datasheet/79/2f/9231/792f9231f844c9a62a84b3533cf61ae9.pdf | https://www.unikeyic.com/products/pushbutton-switches/kp0215anbkg036e-3tjb/30891781.html
L21AH10 | BACO Controls | 1: 11.6932 | BACO Mushroom button, BACO series, spring return, Opening diameter22mm |  | - | [8 empty] | - |  | L21AH10 BACO Controls | - |  |  |  |  | - | [8 empty] | 29.9mm(Length)*29.9mm(height) |  | - | - | - |  |  | snap fit, panel mount |  |  | -25℃~70℃ | [5 empty] | - | [9 empty] | - | - | [6 empty] | 31 | https://www.unikeyic.com/media/datasheet/8e/4b/5a92/8e/bb19e806a2d2dd65c5dd43dba5098d90.pdf | https://www.unikeyic.com/products/pushbutton-switches/l21ah10/30023424.html
L22ED01B | BACO Controls | 1: 21.1502 | BACO Mushroom button, BACO series, ，Twist to Reset, Opening diameter22mm |  | - | [8 empty] | - |  | L22ED01B BACO Controls | - |  |  |  |  | - | [10 empty] | - | - | - | [5 empty] | -25℃~70℃ | [5 empty] | - | [9 empty] | - | - | [6 empty] | 101 | https://www.unikeyic.com/media/datasheet/a5/af/4c0e/a5/15a78f32e93856be476b05b038ee807c.pdf | https://www.unikeyic.com/products/pushbutton-switches/l22ed01b/452777.html
LB15CKW01-5F24-JB | NKK Switches | 1: 52.7796 10: 45.5263 25: 42.9166 50: 41.0385 100: 39.239 250: 36.9755 | Round Button On-Mom SPDT, 22.00mm Dia, 1M Cycles @ 30V/125V, Green, 100k Cycles @ 3A SPDT, Snap-In, Push-On, Solder, Panel Mount, 23.7mm L × 34mm H |  |  |  | No Marking | Round, Button | LB15CKW | SPDT |  | Clear (White Filter/Diffuser) |  |  | 3A (AC/DC) |  |  | 100,000 Cycles | - |  |  |  | LED, Green | 24 VDC | - | [10 empty] | 1,000,000 Cycles | 1 (Unlimited) |  | Panel Mount, Snap-In |  |  |  | -25°C ~ 50°C |  |  | Bulk |  | Circular - 22.00mm Dia |  |  | 2104779 |  |  | LB |  |  |  |  | On-Mom |  |  | Solder, Quick Connect - 0.110" (2.8mm) | 125 V | 30 V | 3 | https://www.unikeyic.com/media/datasheet/df/3b/ab53/df/4272390c273802e5945331561f5582b8.pdf | https://www.unikeyic.com/products/pushbutton-switches/lb15ckw01-5f24-jb/28345.html
LB15CKW01-6B-JB | NKK Switches | 1: 47.1579 10: 40.6781 25: 38.3479 50: 36.6704 100: 35.0632 250: 33.0414 | Round Button On-Mom SPDT circular-22.00(Dia) 1000000Cycles 30V 125V white 100000Cycles SPDT snap-in mounting，snap fit，welding mounting，panel mount 23.7mm(Length)*34mm(height) |  |  |  | No Marking | Round, Button | LB15CKW | SPDT |  | Clear (White Filter/Diffuser) |  |  | 3A (AC/DC) |  |  | 100,000 Cycles | - |  |  |  | LED, White | 3.3 VDC | - | [10 empty] | 1,000,000 Cycles | 1 (Unlimited) |  | Panel Mount, Snap-In |  |  |  | -25°C ~ 50°C |  |  | Bulk |  | Circular - 22.00mm Dia | [5 empty] | LB |  |  |  |  | On-Mom |  |  | Solder, Quick Connect - 0.110" (2.8mm) | 125 V | 30 V | 18 | https://www.unikeyic.com/media/datasheet/df/3b/ab53/df/4272390c273802e5945331561f5582b8.pdf | https://www.unikeyic.com/products/pushbutton-switches/lb15ckw01-6b-jb/13692.html
LB15RGW01-B | NKK Switches | 1: 11.583 | Rectangular Button Switch On-Mom SPDT, 22.40mm × 16.20mm, 1M Cycles @30V, 100k Cycles @125V, 3A, Snap-In/Solder Panel Mount, 24mm L × 34mm H |  |  |  | No Marking | Rectangular, Button | LB15RGW01 | SPDT |  | White |  |  | 3A (AC/DC) |  |  | 100,000 Cycles | - |  |  |  | - | - | - | [10 empty] | 1,000,000 Cycles | 1 (Unlimited) |  | Panel Mount, Snap-In |  |  |  | -25°C ~ 70°C |  |  | Bulk |  | Rectangular - 22.40mm x 16.20mm | [5 empty] | LB |  |  |  |  | On-Mom |  |  | Solder, Quick Connect - 0.110" (2.8mm) | 125 V | 30 V | 8 | https://www.unikeyic.com/media/datasheet/df/3b/ab53/df/4272390c273802e5945331561f5582b8.pdf | https://www.unikeyic.com/products/pushbutton-switches/lb15rgw01-b/766498.html
LB15SKG01-5D24-JD | NKK Switches | 1: 52.4522 10: 45.248 25: 42.6543 50: 40.7879 100: 38.9997 250: 36.7502 | PUSHBUTTON，square open-Instantaneous SPDT square-16.20mm² 1000000Cycles 28V Amber 100000Cycles SPDT snap-in mounting，welding mounting，panel mount |  |  |  | No Marking | Square, Button | LB15SKG01 | SPDT |  | Clear (Amber Filter/Diffuser) |  |  | 0.4VA (AC/DC) |  |  | 100,000 Cycles | - |  |  |  | LED, Amber | 24 VDC | - | [10 empty] | 1,000,000 Cycles | 1 (Unlimited) |  | Panel Mount, Snap-In |  |  |  | -25°C ~ 50°C |  |  | Bulk |  | Square - 16.20mm x 16.20mm | [5 empty] | LB |  |  |  |  | On-Mom |  |  | Solder, Quick Connect - 0.110" (2.8mm) | 28 V | 28 V | 199 | https://www.unikeyic.com/media/datasheet/6a/d3/0fc3/6a/a9ec511b3c4370cec9ff0f37c315801f.pdf | https://www.unikeyic.com/products/pushbutton-switches/lb15skg01-5d24-jd/30591697.html
LB15SKG01-CFB | NKK Switches | 1: 16.146 | PUSHBUTTON，square On-Mom SPDT square-16.20x16.20 1000000Cycles 28V 28V red，green 100000Cycles snap-in mounting，snap fit，welding mounting，panel mount 17.8mm(Length)*34mm(height) |  |  |  | No Marking | Square, Button | LB15SKG01 | SPDT |  | White |  |  | 0.4VA (AC/DC) |  |  | 100,000 Cycles | - |  |  |  | LED, Green/Red | 2.0, 2.2 VDC | - | [10 empty] | 1,000,000 Cycles | 1 (Unlimited) |  | Panel Mount, Snap-In |  |  |  | -25°C ~ 50°C |  |  | Bulk |  | Square - 16.20mm x 16.20mm | [5 empty] | LB |  |  |  |  | On-Mom |  |  | Solder, Quick Connect - 0.110" (2.8mm) | 28 V | 28 V | 5 | https://www.unikeyic.com/media/datasheet/df/3b/ab53/df/4272390c273802e5945331561f5582b8.pdf | https://www.unikeyic.com/products/pushbutton-switches/lb15skg01-cfb/30465904.html
LB15SKW01-5C12-JC | NKK Switches | 1: 55.9746 10: 48.2845 25: 45.5167 50: 43.5251 100: 41.6165 250: 39.2161 | Square Button On-Mom SPDT square-16.20x16.20 1000000Cycles 30V 125V red 100000Cycles 3A SPDT snap-in mounting，snap fit，welding mounting，panel mount 17.8mm(Length)*34mm(height) |  |  |  | No Marking | Square, Button | LB15SKW01 | SPDT |  | Clear (Red Filter/Diffuser) |  |  | 3A (AC/DC) |  |  | 100,000 Cycles | - |  |  |  | LED, Red | 12 VDC | - | [10 empty] | 1,000,000 Cycles | 1 (Unlimited) |  | Panel Mount, Snap-In |  |  |  | -25°C ~ 50°C |  |  | Bulk |  | Square - 16.20mm x 16.20mm |  |  | 4508958 |  |  | LB |  |  |  |  | On-Mom |  |  | Solder, Quick Connect - 0.110" (2.8mm) | 125 V | 30 V | 6 | https://www.unikeyic.com/media/datasheet/df/3b/ab53/df/4272390c273802e5945331561f5582b8.pdf | https://www.unikeyic.com/products/pushbutton-switches/lb15skw01-5c12-jc/33756046.html
LB15VA002 | NKK Switches | 1: 48.2144 5: 47.3535 10: 47.3535 25: 46.4925 50: 46.4925 100: 46.4925 250: 46.4925 5,000: 46.4925 | On-Mom SPDT circular-22.00(Dia) 30V 250V welding mounting，panel mount |  |  |  | START | Round, Button |  | SPDT |  | White (White Filter/Diffuser) |  |  | 3A (AC/DC) |  |  | 100,000 Cycles | - |  |  |  | LED, White | 3.3 VDC | IP65 - Dust Tight, Water Resistant | [10 empty] | 1,000,000 Cycles | 1 (Unlimited) |  | Panel Mount, Front |  |  |  | -25°C ~ 50°C |  |  | Box |  | Circular - 22.00mm Dia |  |  | 13980067 |  |  | LB |  |  |  |  | On-Mom |  |  | Solder Lug | 250 V | 30 V | 8 | https://www.unikeyic.com/media/pdf/HTMLDatasheet/nkk-switches/fe/17/4f8d/lb15va002/2025/11/lb15va002.pdf | https://www.unikeyic.com/products/pushbutton-switches/lb15va002/33642333.html
LB15WKG01-5F24-JF | NKK Switches | 1: 58.2879 10: 50.2815 25: 47.3978 50: 45.323 100: 43.3349 250: 40.8344 | Round Button On-Mom SPDT Round-22.00(Dia) 1M Cycles 28V 28V Green 100k Cycles SPDT Solder Mount, Panel Mount 25mm(L)×34mm(H) |  |  |  | No Marking | Round, Button | LB15WKG | SPDT |  | Clear (Green Filter/Diffuser) |  |  | 0.4VA (AC/DC) |  |  | 100,000 Cycles | - |  |  |  | LED, Green | 24 VDC | IP65 - Dust Tight, Water Resistant | [10 empty] | 1,000,000 Cycles | 1 (Unlimited) |  | Panel Mount, Front |  |  |  | -25°C ~ 50°C |  |  | Bulk |  | Circular - 22.00mm Dia | [5 empty] | LB |  |  |  |  | On-Mom |  |  | Solder, Quick Connect - 0.110" (2.8mm) | 28 V | 28 V | 6 | https://www.unikeyic.com/media/datasheet/24/9f/2d1c/24/caa346a6a24d21c74cc7bd07894920c8.pdf | https://www.unikeyic.com/products/pushbutton-switches/lb15wkg01-5f24-jf/30469877.html
LB16CKG01-6G-JB | NKK Switches | 1: 24.999 | circular，PUSHBUTTON On-On SPDT circular-22.00(Dia) 200000Cycles 28V 28V Blue 100000Cycles SPDT snap-in mounting，snap fit，welding mounting，panel mount |  |  |  | No Marking | Round, Button | LB16CKG01 | SPDT |  | Clear (White Filter/Diffuser) |  |  | 0.4VA (AC/DC) |  |  | 100,000 Cycles | - |  |  |  | LED, Blue | 3.6 VDC | - | [10 empty] | 200,000 Cycles | 1 (Unlimited) |  | Panel Mount, Snap-In |  |  |  | -25°C ~ 50°C |  |  | Bulk |  | Circular - 22.00mm Dia | [5 empty] | LB |  |  |  |  | On-On |  |  | Solder, Quick Connect - 0.110" (2.8mm) | 28 V | 28 V | 5 | https://www.unikeyic.com/media/datasheet/df/3b/ab53/df/4272390c273802e5945331561f5582b8.pdf | https://www.unikeyic.com/products/pushbutton-switches/lb16ckg01-6g-jb/30306504.html
LB1B-M1T6LR | IDEC | 1: 20.7192 5: 19.3379 10: 18.9926 20: 18.9926 50: 18.9926 | IdecRed Round Push Button Switch, 18 Dia.mm |  | circular | [8 empty] | - |  |  | - |  |  |  |  | - | [10 empty] | - | - | - |  |  | horizontal mounting, welding mounting |  |  | -25℃~60℃ | [5 empty] | - | [5 empty] | bulk |  |  |  | DPDT | - | [6 empty] | 6 | https://www.unikeyic.com/media/about_us/Unikey_ISO_9001_Certification.pdf | https://www.unikeyic.com/products/pushbutton-switches/lb1b-m1t6lr/33506010.html
LB1K-21ST6B | IDEC | 1: 66.8896 5: 65.6952 10: 65.6952 20: 65.6952 | LB16MM, KS,SPR RET RIGHT, 2 POS. 90°; Switch Operation:Momentary Spring Return; Contact Configuration:DPDT; Product Range:LB Series; No. of Switch Positions:2 Position; Switch Terminals:Solder; Contact Current Max:5A; Co |  | - | [8 empty] | - |  | LB1K-21ST6B IDEC | - |  |  |  |  | - | [10 empty] | - | - | - | [11 empty] | - | [9 empty] | - | - | [6 empty] | 4 | https://www.unikeyic.com/media/datasheet/f0/14/c195/c0/1df96d253996febf3c716965377ebe73.pdf | https://www.unikeyic.com/products/pushbutton-switches/lb1k-21st6b/30129441.html
LB22F2GQ7 | E-SWITCH | 1: 11.8825 5: 11.4072 10: 10.6467 25: 10.4566 50: 10.4566 100: 10.2665 250: 10.2665 | On-On DPDT circular-22.00(Dia) 250V welding mounting，panel mount |  |  |  |  | Round, Button, Flush |  | DPDT |  | Silver |  |  | 3A (AC) |  |  | 50,000 Cycles | - |  |  |  | - | - | IP65 - Dust Tight, Water Resistant | [10 empty] | - | 1 (Unlimited) |  | Panel Mount, Front |  |  |  | -20°C ~ 55°C |  |  | Tray |  | Circular - 22.00mm Dia | [5 empty] | LB22 |  |  |  |  | On-On |  |  | Solder Lug | 250 V |  | 53 | https://www.unikeyic.com/media/about_us/Unikey_ISO_9001_Certification.pdf | https://www.unikeyic.com/products/pushbutton-switches/lb22f2gq7/33888556.html
LB25CKW01-B | NKK Switches | 1: 30.4884 10: 26.3045 25: 24.7994 50: 23.7166 100: 22.6788 250: 21.3737 500: 20.4342 | Round Button On-Mom DPDT circular-22.00(Dia) 1000000Cycles 30V 125V 100000Cycles 3A snap-in mounting，snap fit，welding mounting，panel mount 23.7mm(Length)*34mm(height) |  |  |  | No Marking | Round, Button | LB25CKW | DPDT |  | White |  |  | 3A (AC/DC) |  |  | 100,000 Cycles | - |  |  |  | - | - | - | [10 empty] | 1,000,000 Cycles | 1 (Unlimited) |  | Panel Mount, Snap-In |  |  |  | -25°C ~ 70°C |  |  | Bulk |  | Circular - 22.00mm Dia |  |  | 1049076 |  |  | LB |  |  |  |  | On-Mom |  |  | Solder, Quick Connect - 0.110" (2.8mm) | 125 V | 30 V | 6 | https://www.unikeyic.com/media/datasheet/df/3b/ab53/df/4272390c273802e5945331561f5582b8.pdf | https://www.unikeyic.com/products/pushbutton-switches/lb25ckw01-b/29765627.html
LB26SGW01-5D-JD | NKK Switches | 1: 36.2001 10: 31.2305 25: 29.442 50: 28.1555 100: 26.9225 250: 25.3718 | Square Button On-On DPDT square-16.20x16.20 200000Cycles 30V 125V Amber 100000Cycles 3A snap-in mounting，snap fit，welding mounting，panel mount 17.8mm(Length)*34mm(height) |  |  |  | No Marking | Square, Button | LB26SGW | DPDT |  | Clear (Amber Filter/Diffuser) |  |  | 3A (AC/DC) |  |  | 100,000 Cycles | - |  |  |  | LED, Amber | 2 VDC | - | [10 empty] | 200,000 Cycles | 1 (Unlimited) |  | Panel Mount, Snap-In |  |  |  | -25°C ~ 50°C |  |  | Bulk |  | Square - 16.20mm x 16.20mm | [5 empty] | LB |  |  |  |  | On-On |  |  | Solder, Quick Connect - 0.110" (2.8mm) | 125 V | 30 V | 5 | https://www.unikeyic.com/media/datasheet/df/3b/ab53/df/4272390c273802e5945331561f5582b8.pdf | https://www.unikeyic.com/products/pushbutton-switches/lb26sgw01-5d-jd/33599285.html
LB26SKW01 | NKK Switches | 1: 30.062 10: 25.9431 25: 24.4592 50: 23.3911 100: 22.3678 250: 21.0805 500: 20.154 | Square Button Alternate Contact DPDT square-16.2 200000Cycles 30V 250V 100000Cycles 3A welding mounting，panel mount |  |  |  | No Marking | Plunger for Cap | LB26SKW | DPDT |  | - |  |  | 3A (AC/DC) |  |  | 100,000 Cycles | - |  |  |  | - | - | - | [10 empty] | 200,000 Cycles | 1 (Unlimited) |  | Panel Mount, Snap-In |  |  |  | -25°C ~ 70°C |  |  | Bulk |  | Square - 16.20mm x 16.20mm |  |  | 1049013 |  |  | LB |  |  |  |  | On-On |  |  | Solder, Quick Connect - 0.110" (2.8mm) | 125 V | 30 V | 36 | https://www.unikeyic.com/media/datasheet/df/3b/ab53/df/4272390c273802e5945331561f5582b8.pdf | https://www.unikeyic.com/products/pushbutton-switches/lb26skw01/33661810.html
LB26SKW01-5C05-JC | NKK Switches | 1: 56.8395 10: 49.0268 25: 46.216 50: 44.1929 100: 42.2546 250: 39.8166 | Square Button On-On DPDT square-16.20x16.20 200000Cycles 30V 125V red 100000Cycles 3A snap-in mounting，snap fit，welding mounting，panel mount 17.8mm(Length)*34mm(height) |  |  |  | No Marking | Square, Button | LB26SKW | DPDT |  | Clear (Red Filter/Diffuser) |  |  | 3A (AC/DC) |  |  | 100,000 Cycles | - |  |  |  | LED, Red | 5 VDC | - | [10 empty] | 200,000 Cycles | 1 (Unlimited) |  | Panel Mount, Snap-In |  |  |  | -25°C ~ 50°C |  |  | Bulk |  | Square - 16.20mm x 16.20mm |  |  | 4509397 |  |  | LB |  |  |  |  | On-On |  |  | Solder, Quick Connect - 0.110" (2.8mm) | 125 V | 30 V | 9 | https://www.unikeyic.com/media/datasheet/df/3b/ab53/df/4272390c273802e5945331561f5582b8.pdf | https://www.unikeyic.com/products/pushbutton-switches/lb26skw01-5c05-jc/30648079.html
LB26WKG01-BJ | NKK Switches | 1: 45.8501 10: 39.5565 25: 37.2911 50: 35.6603 100: 34.0977 250: 32.1324 | Round DPDT Switch, 22.00mm Dia, 200k Cycles, 28V, Solder Mount, Panel Mount |  |  |  | No Marking | Round, Button | LB26WKG01 | DPDT |  | White |  |  | 0.4VA (AC/DC) |  |  | 100,000 Cycles | - |  |  |  | - | - | IP65 - Dust Tight, Water Resistant | [10 empty] | 200,000 Cycles | 1 (Unlimited) |  | Panel Mount, Front |  |  |  | -25°C ~ 70°C |  |  | Bulk |  | Circular - 22.00mm Dia |  |  | 9656886 |  |  | LB |  |  |  |  | On-On |  |  | Solder, Quick Connect - 0.110" (2.8mm) | 28 V | 28 V | 4 | https://www.unikeyic.com/media/datasheet/a5/94/100e/88/d9c436e04914b1f8b98332d1b707c62f.pdf | https://www.unikeyic.com/products/pushbutton-switches/lb26wkg01-bj/33617324.html
LB26WKW01-6G-JB | NKK Switches | 1: 57.8016 10: 49.8633 25: 47.004 50: 44.9467 100: 42.9753 250: 40.4954 | Round Button Alternate Contact DPDT circular-22 200000Cycles 30V 250V Blue 100000Cycles 3A welding mounting，panel mount 25mm(Length)*34mm(height) |  |  |  | No Marking | Round, Button | LB26WKW01 | DPDT |  | Clear (White Filter/Diffuser) |  |  | 3A (AC/DC) |  |  | 100,000 Cycles | - |  |  |  | LED, Blue | 3.6 VDC | IP65 - Dust Tight, Water Resistant | [10 empty] | 200,000 Cycles | 1 (Unlimited) |  | Panel Mount, Front |  |  |  | -25°C ~ 50°C |  |  | Bulk |  | Circular - 22.00mm Dia |  |  | 2105082 |  |  | LB |  |  |  |  | On-On |  |  | Solder, Quick Connect - 0.110" (2.8mm) | 125 V | 30 V | 4 | https://www.unikeyic.com/media/datasheet/a5/94/100e/4a/568b67c31a62a9d611c536427eb18066.pdf | https://www.unikeyic.com/products/pushbutton-switches/lb26wkw01-6g-jb/30439055.html
LB3L-M1T14VPW | IDEC | 1: 34.2216 5: 34.2216 10: 33.6105 25: 32.9994 50: 32.9994 100: 32.9994 250: 32.9994 5,000: 32.9994 | PB SWITCH, SPDT, 5A, 250V, WHT, SOLDER; Product Range:LB Series; Panel Cutout Diameter:16mm; Contact Configuration:SPDT; Switch Operation:Momentary; Pushbutton Actuator Style:Rectangular; Actuator / C 98W4873 |  | - | [8 empty] | - |  | LB3L-M1T14VPW IDEC | - |  |  |  |  | - | [10 empty] | - | - | - | [9 empty] | SPDT |  | - |  |  |  |  | Non-compliant |  |  |  |  | - | - | [6 empty] | 9 | https://www.unikeyic.com/media/datasheet/db/ad/ebd8/db/556780e6fa484efa02ce4cdb26991302.pdf | https://www.unikeyic.com/products/pushbutton-switches/lb3l-m1t14vpw/34063049.html
LB6P-1T04S | IDEC | 1: 27.645 5: 25.802 10: 25.3413 20: 25.3413 50: 25.3413 | PILOT LIGHT, BLUE, 24VAC/VDC; LED Colour:Blue; Operating Voltage:24V; Mounting Hole Dia:18.2mm; Forward Current If:-; Luminous Intensity:-; IP / NEMA Rating:IP65; Product Range:LB Series; SVHC:No SVHC (15-Jan-2019) |  | - | [8 empty] | - |  | LB6P-1T04S IDEC | - |  |  |  |  | - | [10 empty] | - | - | - | [11 empty] | - | [9 empty] | - | - | [6 empty] | 6 | https://www.unikeyic.com/media/datasheet/f0/14/c195/6f/67ab69d03f61ddc4fd7d02e2480c2bf7.pdf | https://www.unikeyic.com/products/pushbutton-switches/lb6p-1t04s/29686912.html
LBW6MB-M1T5G | IDEC | 1: 48.9532 5: 48.079 10: 48.079 25: 47.2049 50: 47.2049 100: 47.2049 250: 47.2049 | Round Flat Top Button Switch, On-Instant SPDT, 22.30mm Dia, 2M Cycles, 125V, 50k Cycles, 5A(AC/DC), Solder Mount, Panel Mount |  |  |  | No Marking | Round, Button, Flush | LBW6MB | SPDT |  | Green |  |  | 5A (AC/DC) |  |  | 50,000 Cycles | - |  |  |  | - | - | IP65 - Dust Tight, Water Resistant | [10 empty] | 2,000,000 Cycles | 1 (Unlimited) |  | Panel Mount, Front |  |  |  | -25°C ~ 60°C |  |  | Bulk |  | Circular - 22.30mm Dia |  |  | 9808634 |  |  | LBW |  |  |  |  | On-Mom |  |  | Solder, Quick Connect - 0.110" (2.8mm) | 125 V | 30 V | 12 | https://www.unikeyic.com/media/datasheet/a7/a8/75c5/a7/e5b5ad8da91f6ffc439aaf92d014bd7a.pdf | https://www.unikeyic.com/products/pushbutton-switches/lbw6mb-m1t5g/29789110.html
LBW6MB-M1T5S | IDEC | 1: 49.3769 5: 48.4952 10: 48.4952 25: 47.6134 50: 47.6134 100: 47.6134 250: 47.6134 | Round, Flat Top, Button On-Mom SPDT Round-22.30(Dia) 2000000Cycles 30V 125V 50000Cycles 5A(AC/DC) Solder Mount, Panel Mount |  |  |  | No Marking | Round, Button, Flush | LBW6MB | SPDT |  | Blue |  |  | 5A (AC/DC) |  |  | 50,000 Cycles | - |  |  |  | - | - | IP65 - Dust Tight, Water Resistant | [10 empty] | 2,000,000 Cycles | 1 (Unlimited) |  | Panel Mount, Front |  |  |  | -25°C ~ 60°C |  |  | Bulk |  | Circular - 22.30mm Dia | [5 empty] | LBW |  |  |  |  | On-Mom |  |  | Solder, Quick Connect - 0.110" (2.8mm) | 125 V | 30 V | 12 | https://www.unikeyic.com/media/datasheet/c9/f3/8a7c/c9/3ac139631e324f942d5d98295338613f.pdf | https://www.unikeyic.com/products/pushbutton-switches/lbw6mb-m1t5s/34073599.html
LBW6MB-M1T5Y | IDEC | 1: 64.543 5: 63.3905 10: 62.2379 25: 62.2379 50: 62.2379 100: 62.2379 250: 62.2379 | Round Flat Top Button Switch, On-Instant SPDT, 22.30mm Dia, 2M Cycles, 125V, 50k Cycles, 5A(AC/DC), Solder Mount, Panel Mount |  |  |  | No Marking | Round, Button, Flush | LBW6MB | SPDT |  | Yellow |  |  | 5A (AC/DC) |  |  | 50,000 Cycles | - |  |  |  | - | - | IP65 - Dust Tight, Water Resistant | [10 empty] | 2,000,000 Cycles | 1 (Unlimited) |  | Panel Mount, Front |  |  |  | -25°C ~ 60°C |  |  | Bulk |  | Circular - 22.30mm Dia |  |  | 9807236 |  |  | LBW |  |  |  |  | On-Mom |  |  | Solder, Quick Connect - 0.110" (2.8mm) | 125 V | 30 V | 13 | https://www.unikeyic.com/media/about_us/Unikey_ISO_9001_Certification.pdf | https://www.unikeyic.com/products/pushbutton-switches/lbw6mb-m1t5y/154862.html
LBW6S-3T6 | IDEC | 1: 34.6127 5: 34.6127 10: 33.9946 20: 33.3765 50: 33.3765 | Idec Rotary Switches, LBW series, spring return | [5 empty] | LBW6S | DPDT |  |  |  |  | 5A (AC/DC) |  |  | 50,000 Cycles | - |  | Non-Illuminated |  | - | - | IP65 - Dust Tight, Water Resistant | [10 empty] | 250,000 Cycles | 1 (Unlimited) |  | Panel Mount |  |  |  | -25°C ~ 60°C |  |  | Box |  | Circular - 22.30mm Dia | [5 empty] | LBW |  |  |  |  | On-Off-On |  |  | Solder, Quick Connect - 0.110" (2.8mm) | 125 V | 30 V | 3 | https://www.unikeyic.com/media/datasheet/f0/14/c195/6f/d77cdf4aecd7ad89128da425504906e3.pdf | https://www.unikeyic.com/products/pushbutton-switches/lbw6s-3t6/30618234.html
LBW7B-M1T5W | IDEC | 1: 32.4725 5: 32.4725 10: 31.8926 25: 31.3128 50: 31.3128 100: 31.3128 250: 31.3128 5,000: 31.3128 | Flat Head, Button, Square Switch-Instant SPDT Square-22.50mm² 125V 5A(AC/DC) Solder Mount, Panel Mount |  |  |  | No Marking | Square, Button, Flush | LBW7B | SPDT |  | White |  |  | 5A (AC/DC) |  |  | 50,000 Cycles | - |  |  |  | - | - | IP65 - Dust Tight, Water Resistant | [10 empty] | 2,000,000 Cycles | 1 (Unlimited) |  | Panel Mount, Front |  |  |  | -25°C ~ 60°C |  |  | Bulk |  | Square - 22.50mm x 22.50mm |  |  | 9807590 |  |  | LBW |  |  |  |  | On-Mom |  |  | Solder, Quick Connect - 0.110" (2.8mm) | 125 V | 30 V | 2 | https://www.unikeyic.com/media/datasheet/36/59/48fc/36/e3906d32cad8364423a96e5f8dd7c847.pdf | https://www.unikeyic.com/products/pushbutton-switches/lbw7b-m1t5w/30551784.html
LBW7GL-M1T14S | IDEC | 1: 60.1214 5: 59.0478 10: 57.9742 25: 57.9742 50: 57.9742 100: 57.9742 250: 57.9742 | Fully Shielded Full Protection，PUSHBUTTON，square open-Instantaneous SPDT square-22.50mm² 2000000Cycles 125V Blue 50000Cycles 100mA(AC/DC) welding mounting，panel mount |  |  |  | No Marking | Square, Button, Full Guard | LBW7GL | SPDT |  | Clear |  |  | 100mA (AC/DC) |  |  | 50,000 Cycles | - |  |  |  | LED, Blue | 24 VAC/DC | IP65 - Dust Tight, Water Resistant | [10 empty] | 2,000,000 Cycles | 1 (Unlimited) |  | Panel Mount, Front |  |  |  | -25°C ~ 55°C |  |  | Bulk |  | Square - 22.50mm x 22.50mm | [5 empty] | LBW |  |  |  |  | On-Mom |  |  | Solder, Quick Connect - 0.110" (2.8mm) | 125 V | 30 V | 5 | https://www.unikeyic.com/media/about_us/Unikey_ISO_9001_Certification.pdf | https://www.unikeyic.com/products/pushbutton-switches/lbw7gl-m1t14s/33811403.html
LBW7MB-M1T5R | IDEC | 1: 60.23 5: 59.1545 10: 58.0789 25: 58.0789 50: 58.0789 100: 58.0789 250: 58.0789 | short hair，PUSHBUTTON，square open-Instantaneous SPDT square-22.50mm² 2000000Cycles 125V 50000Cycles 5A(AC/DC) welding mounting，panel mount |  |  |  | No Marking | Square, Button, Flush | LBW7MB | SPDT |  | Red |  |  | 5A (AC/DC) |  |  | 50,000 Cycles | - |  |  |  | - | - | IP65 - Dust Tight, Water Resistant | [10 empty] | 2,000,000 Cycles | 1 (Unlimited) |  | Panel Mount, Front |  |  |  | -25°C ~ 60°C |  |  | Bulk |  | Square - 22.50mm x 22.50mm | [5 empty] | LBW |  |  |  |  | On-Mom |  |  | Solder, Quick Connect - 0.110" (2.8mm) | 125 V | 30 V | 14 | https://www.unikeyic.com/media/about_us/Unikey_ISO_9001_Certification.pdf | https://www.unikeyic.com/products/pushbutton-switches/lbw7mb-m1t5r/732668.html
LBW7ML-M1T14S | IDEC | 1: 77.0149 5: 75.6396 10: 74.2644 25: 74.2644 50: 74.2644 100: 74.2644 250: 74.2644 | short hair，PUSHBUTTON，square On-Mom SPDT square-22.50x22.50 2000000Cycles 30V 125V Blue 50000Cycles 100mA(AC/DC) welding mounting，panel mount |  |  |  | No Marking | Square, Button, Flush | LBW7ML | SPDT |  | Clear |  |  | 100mA (AC/DC) |  |  | 50,000 Cycles | - |  |  |  | LED, Blue | 24 VAC/DC | IP65 - Dust Tight, Water Resistant | [10 empty] | 2,000,000 Cycles | 1 (Unlimited) |  | Panel Mount, Front |  |  |  | -25°C ~ 55°C |  |  | Bulk |  | Square - 22.50mm x 22.50mm | [5 empty] | LBW |  |  |  |  | On-Mom |  |  | Solder, Quick Connect - 0.110" (2.8mm) | 125 V | 30 V | 12 | https://www.unikeyic.com/media/about_us/Unikey_ISO_9001_Certification.pdf | https://www.unikeyic.com/products/pushbutton-switches/lbw7ml-m1t14s/33947111.html
LP1-OA-1-A-B | E-SWITCH | 5: 3.8315 10: 3.8315 20: 3.433 50: 3.433 | circular，PUSHBUTTON Off-Mom SPST-NO circular-8.00(Dia) 50000Cycles 30V Blue 50000Cycles 100mA(DC) snap-in mounting，snap fit，welding mounting，panel mount |  |  |  | No Marking | Round, Button | LP1OA1 | SPST-NO |  | Clear |  |  | 100mA (DC) |  |  | 50,000 Cycles | - |  |  |  | LED, Blue | 3.7 VDC | - | [10 empty] | 50,000 Cycles | 1 (Unlimited) |  | Panel Mount, Snap-In |  |  |  | -40°C ~ 85°C |  |  | Bulk |  | Circular - 8.00mm Dia |  |  | 1984638 |  |  | LP1 |  |  |  |  | Off-Mom |  |  | Solder Lug |  | 30 V | 441 | https://www.unikeyic.com/media/datasheet/f6/52/fbc6/f6/6944e80766f8935caf8be03c18165efe.pdf | https://www.unikeyic.com/products/pushbutton-switches/lp1-oa-1-a-b/598738.html
LP1-OA-1-A-R | E-SWITCH | 1: 3.3829 10: 3.2476 25: 3.0311 50: 3.0311 100: 3.0311 | circular，PUSHBUTTON Off-Mom SPST-NO circular-8.00(Dia) 50000Cycles 30V red 50000Cycles 100mA(DC) snap-in mounting，snap fit，welding mounting，panel mount |  |  |  | No Marking | Round, Button | LP1OA1 | SPST-NO |  | Clear |  |  | 100mA (DC) |  |  | 50,000 Cycles | - |  |  |  | LED, Red | 2.2 VDC | - | [10 empty] | 50,000 Cycles | 1 (Unlimited) |  | Panel Mount, Snap-In |  |  |  | -40°C ~ 85°C |  |  | Bulk |  | Circular - 8.00mm Dia | [5 empty] | LP1 |  |  |  |  | Off-Mom |  |  | Solder Lug |  | 30 V | 185 | https://www.unikeyic.com/media/datasheet/ed/4e/b4b6/ed/d9cd70960a7819e52ba51bd0db15b766.pdf | https://www.unikeyic.com/products/pushbutton-switches/lp1-oa-1-a-r/30715999.html
LP2S-16G-W-Z | NIDEC COMPONENTS CORPORATION | 25: 6.3046 125: 6.0979 250: 5.8395 1,250: 5.5811 | Cap Hat SPDT (SPDT) 16.2x16.2 SPDT welding mounting，panel mount |  | Cap Hat | [8 empty] | - |  |  | - |  |  |  |  | - | [10 empty] | - | - | - |  |  | welding mounting, panel mount |  |  | -15℃~60℃ |  |  |  | SPDT |  | 16.2x16.2 | [9 empty] | SPDT | - | [6 empty] | 50000 | https://www.unikeyic.com/media/about_us/Unikey_ISO_9001_Certification.pdf | https://www.unikeyic.com/products/pushbutton-switches/lp2s-16g-w-z/30067976.html
LP2S1WHTWHT-N | E-SWITCH | 1: 6.7111 10: 5.793 25: 5.4631 50: 5.2256 120: 4.9397 360: 4.6023 600: 4.453 1,080: 4.287 | PUSHBUTTON，square Off-Mom SPST-NO 300000Cycles 20V white 1mA(DC) Through hole mounting 9.9mm(Length)*9.9mm(height) |  |  |  | No Marking | Square, Button | LP2S1 | SPST-NO |  | White |  |  | 1mA (DC) |  |  | - | - |  |  |  | LED, White | 3.5 VDC | - | [10 empty] | 300,000 Cycles | 1 (Unlimited) |  | Through Hole |  |  |  | -20°C ~ 70°C |  |  | Bulk |  | - |  |  | 4028422 |  |  | LP2 |  |  |  |  | Off-Mom |  |  | PC Pin |  | 20 V | 314 | https://www.unikeyic.com/media/datasheet/5c/ed/d8a9/5a/2c4cba2fac5e79e3d69140828c435ef1.pdf | https://www.unikeyic.com/products/pushbutton-switches/lp2s1whtwht-n/534232.html
LP4EE1PBCTW | E-SWITCH | 1: 6.4075 10: 5.5327 25: 5.2176 50: 4.9909 100: 4.7736 250: 4.5003 | DPDT Switch, 30V, TH |  |  |  |  | Round, Button |  | DPDT |  | Clear |  |  | 100mA (DC) |  |  | - | - |  |  |  | LED, White | 3.2 VDC | - | [10 empty] | 50,000 Cycles | 1 (Unlimited) |  | Through Hole |  |  |  | -20°C ~ 70°C |  |  | Bulk |  | - |  |  | 16018554 |  |  | LP4 |  |  |  |  | On-On |  |  | PC Pin |  | 30 V | 387 | https://www.unikeyic.com/media/about_us/Unikey_ISO_9001_Certification.pdf | https://www.unikeyic.com/products/pushbutton-switches/lp4ee1pbctw/25301734.html
LPCB203 | Lovato Electric | 1: 9.506 5: 9.1258 10: 8.5174 20: 8.3653 50: 8.3653 | Lovato Mushroom button, Platinum series, spring return, Opening diameter22mm | [42 empty] | Retail Package |  |  |  |  | 19181798 |  |  | * | [10 empty] | 9 | https://www.unikeyic.com/media/datasheet/8d/ba/fa78/8d/ef6f4abeeeba67dbfbfc45fe143b797f.pdf | https://www.unikeyic.com/products/pushbutton-switches/lpcb203/33662987.html
LPCB6644 | Lovato Electric | 1: 32.8093 5: 32.8093 10: 32.2234 20: 32.2234 | Lovato Mushroom button, Platinum series, Turn to release, Opening diameter22mm |  | - | [8 empty] | - |  | LPCB6644 Lovato Electric | - |  |  |  |  | - | [10 empty] | - | - | - | [11 empty] | - | [9 empty] | - | - | [6 empty] | 3 | https://www.unikeyic.com/media/datasheet/64/00/3793/64/d8fac4b88d8febe47ac3d30fbebb8c5a.pdf | https://www.unikeyic.com/products/pushbutton-switches/lpcb6644/525293.html
LPCBL207 | Lovato Electric | 1: 20.5213 5: 19.1532 10: 18.8112 20: 18.8112 50: 18.8112 | Lovato Mushroom Head Pushbutton, Platinum Series, Spring Return, 22mm Hole Dia |  | - | [8 empty] | - |  | LPCBL207 Lovato Electric | - |  |  |  |  | - | [10 empty] | - | - | - | [11 empty] | - | [9 empty] | - | - | [6 empty] | 9 | https://www.unikeyic.com/media/datasheet/d3/24/a3a9/d3/9188589507ec1f71aef832b3346773d3.pdf | https://www.unikeyic.com/products/pushbutton-switches/lpcbl207/29672875.html
LPSL7 | Lovato Electric | 1: 12.5736 5: 12.0707 10: 11.266 20: 11.0648 50: 11.0648 | Lovato Mushroom button, LPSL series, Opening diameter29.5mm |  | - | [8 empty] | - |  |  | - |  |  |  |  | - | [10 empty] | - | - | - | [11 empty] | - | [9 empty] | - | - | [6 empty] | 4 | https://www.unikeyic.com/media/about_us/Unikey_ISO_9001_Certification.pdf | https://www.unikeyic.com/products/pushbutton-switches/lpsl7/33043030.html
LPXAU158 | Lovato Electric | 1: 40.0368 2: 38.4353 3: 35.8729 5: 35.8729 10: 35.2323 20: 35.2323 | Lovato Shield, Protective cover, Used for22 mm Pushbutton Switches |  | - | [8 empty] | - |  | LPXAU158 Lovato Electric | - |  |  |  |  | - | [10 empty] | - | - | - | [11 empty] | - | [9 empty] | - | - | [6 empty] | 20 | https://www.unikeyic.com/media/datasheet/ed/c3/6d9c/ed/599a56dc0eefbb32ac6514d1c802ee48.pdf | https://www.unikeyic.com/products/pushbutton-switches/lpxau158/30541035.html
LPXC10 | Lovato Electric | 1: 8.7664 5: 8.4157 10: 7.8547 20: 7.7144 50: 7.7144 | Lovato contact block, Platinum 22mmseries, contact block, 690 V, 1 Normally open contact, screw terminals |  | - | [8 empty] | 10A |  | LPXC10 Lovato Electric | - |  |  |  |  | - | [10 empty] | - | - | - |  |  | threaded mounting |  |  | -25℃~70℃ | [5 empty] | - | [9 empty] | 1 No | - | [6 empty] | 15 | https://www.unikeyic.com/media/datasheet/ed/c3/6d9c/ed/599a56dc0eefbb32ac6514d1c802ee48.pdf | https://www.unikeyic.com/products/pushbutton-switches/lpxc10/33617306.html
LPXCB10 | Lovato Electric | 1: 10.3184 5: 9.9056 10: 9.2453 20: 9.0802 50: 9.0802 | Lovato contact block, Platinum 22mmseries, contact block, 690 V, 1 Normally open contact, screw terminals |  | - | [8 empty] | 10A |  | LPXCB10 Lovato Electric | - |  |  |  |  | - | [10 empty] | - | - | - |  |  | threaded mounting | [8 empty] | - | [9 empty] | 1 No | - | [6 empty] | 4 | https://www.unikeyic.com/media/datasheet/8b/0f/6a0c/8b/6c71fc7889e8f3876825c634e2a80054.pdf | https://www.unikeyic.com/products/pushbutton-switches/lpxcb10/30842075.html
LTM2-01-L2 | NIDEC COMPONENTS CORPORATION | 50: 1.963 250: 1.8987 500: 1.8182 2,500: 1.7378 | Cap Off-Mom SPST-NO 48V red 300000Cycles 50mA(DC) Through hole mounting 7mm(Length)*9.5mm(height) |  |  |  | No Marking | Plunger for Cap | LTM2-01 | SPST-NO |  | - |  |  | 50mA (DC) |  |  | 300,000 Cycles | - |  |  |  | LED, Red | 2 VDC | - | [10 empty] | - | 1 (Unlimited) |  | Through Hole |  |  |  | -25°C ~ 70°C |  |  | Bulk |  | - |  |  | 9385528 |  |  | LTM |  |  |  |  | Off-Mom |  |  | PC Pin |  | 48 V | 50000 | https://www.unikeyic.com/media/datasheet/6a/96/2403/6a/2af60205cff577b8c9e287d05ff3c39e.pdf | https://www.unikeyic.com/products/pushbutton-switches/ltm2-01-l2/33558774.html
LTR1-01 | NIDEC COMPONENTS CORPORATION | 50: 0.8311 250: 0.8038 500: 0.7698 2,500: 0.7357 | Cap Off-Mom SPST-NO 12V 100000Cycles 10mA(DC) Through hole mounting |  |  |  | No Marking | Plunger for Cap |  | SPST-NO |  | - |  |  | 10mA (DC) |  |  | 100,000 Cycles | - |  |  |  | - | - | - | [10 empty] | - | 1 (Unlimited) |  | Through Hole |  |  |  | -25°C ~ 70°C |  |  | Bulk |  | - |  |  | 2660489 |  |  | LTR |  |  |  |  | Off-Mom |  |  | PC Pin |  | 12 V | 25000 | https://www.unikeyic.com/media/datasheet/6a/96/2403/6a/2af60205cff577b8c9e287d05ff3c39e.pdf | https://www.unikeyic.com/products/pushbutton-switches/ltr1-01/829066.html
M-630 | Littelfuse | 1: 28.0025 10: 24.0408 20: 23.2416 50: 22.788 100: 22.7772 | Mushroom Button On-On SPDT SPDT threaded mounting，panel mount 31.75mm(height) |  |  |  | No Marking | Round, Button |  | SPDT |  | Silver |  |  | - |  |  | - | - |  |  |  | - | - | - | [10 empty] | - | 1 (Unlimited) |  | Panel Mount, Rear |  |  |  | - |  |  | Bulk |  | - | [5 empty] | - |  |  |  |  | On-On |  |  | Screw Terminal |  |  | 162 | https://www.unikeyic.com/media/datasheet/9d/f8/f810/9d/762f04b433a70204abd931ec020720ad.pdf | https://www.unikeyic.com/products/pushbutton-switches/m-630/33971213.html
M22-D-S | EATON | 1: 12.4403 5: 11.9426 10: 11.1465 20: 10.9474 50: 10.9474 | Switch Access Momentary Operator Push Button Switch |  | - | [8 empty] | - |  | M22-D-S EATON | - |  |  |  |  | - | [10 empty] | - | - | - |  |  | snap fit |  |  | -25℃~70℃ | [5 empty] | - | [9 empty] | - | - | [6 empty] | 5 | https://www.unikeyic.com/media/datasheet/16/50/07d9/16/6669cbdeb5a3ec938a682577523cde9e.pdf | https://www.unikeyic.com/products/pushbutton-switches/m22-d-s/33888561.html
M22-DH-G | EATON | 1: 16.8356 10: 14.533 25: 13.7033 50: 13.1057 100: 12.5335 250: 11.8136 500: 11.2955 1,000: 10.799 | Operator for Push Buttons with Silver or Black Colored Nylon Bezels |  | - | [8 empty] | - |  | M22-DH-G EATON | - |  |  |  |  | - | [10 empty] | - | - | - | [5 empty] | -25℃~70℃ | [5 empty] | - | [9 empty] | - | - | [6 empty] | 23 | https://www.unikeyic.com/media/datasheet/92/d6/1019/92/eb97e6c614fe519869ba9725811bca85.pdf | https://www.unikeyic.com/products/pushbutton-switches/m22-dh-g/1303516.html
M22-DLH-G | EATON | 1: 20.8008 10: 17.9528 25: 16.9266 50: 16.1881 100: 15.4808 250: 14.5909 500: 13.9505 | ILL MOM PB SIL-BZL EXTD GRN |  | - | [8 empty] | - |  |  | - |  |  |  |  | - | [10 empty] | - | - | - | [5 empty] | -25℃~70℃ | [5 empty] | - | [9 empty] | - | - | [6 empty] | 5 | https://www.unikeyic.com/media/about_us/Unikey_ISO_9001_Certification.pdf | https://www.unikeyic.com/products/pushbutton-switches/m22-dlh-g/30064142.html
M22-DR-X | EATON | 1: 18.7599 10: 16.1853 25: 15.2611 50: 14.5955 100: 13.958 250: 13.1561 500: 12.579 | NON-ILL MTN PB SIL-BZL BUTTONLES |  | - | [8 empty] | - |  | M22-DR-X EATON | - |  |  |  |  | - | [10 empty] | - | - | - | [11 empty] | - | [9 empty] | - | - | [6 empty] | 9 | https://www.unikeyic.com/media/datasheet/a2/5a/fbb8/a2/aa567dc0f079369c2112a8b131ebf2fb.pdf | https://www.unikeyic.com/products/pushbutton-switches/m22-dr-x/30145240.html
M22-I2 | EATON | 1: 42.4131 5: 41.6557 10: 41.6557 20: 41.6557 | ENCLOSURE, PUSHBUTTON, 2HOLE, GREY; Enclosure Type:Push Button; Enclosure Material:Plastic; External Height - Metric:56mm; External Width - Metric:120mm; External Depth - Metric:80mm; IP Rating:IP67, IP69K; Body Colour:G |  | - | [8 empty] | - |  | M22-I2 EATON | - |  |  |  |  | - | [8 empty] | 120mm(Length)*80mm(width) |  | - | - | - | [11 empty] | - | [9 empty] | - | - | [6 empty] | 33 | https://www.unikeyic.com/media/datasheet/90/0a/a39f/90/25885cf8437332d57ecf7a6a0ff47bbd.pdf | https://www.unikeyic.com/products/pushbutton-switches/m22-i2/33673412.html
M22-IVS | EATON | 1: 12.7676 5: 12.2569 10: 11.4398 20: 11.2355 50: 11.2355 | DIN Rail Mounting Adapter for Switches |  | - | [8 empty] | - |  | M22-IVS EATON | - |  |  |  |  | - | [10 empty] | - | - | - |  |  | DIN rail mounting | [8 empty] | - | [9 empty] | - | - | [6 empty] | 592 | https://www.unikeyic.com/media/datasheet/60/a4/e319/60/40a9deb4a216e93b7ebd9adad97d56f0.pdf | https://www.unikeyic.com/products/pushbutton-switches/m22-ivs/30723137.html
M22S-DP-G | EATON | 1: 27.5766 10: 23.8003 25: 22.4389 50: 21.459 100: 20.5203 250: 19.3395 500: 18.4897 | Operator for Push Buttons with Silver or Black Colored Nylon Bezels |  | - | [8 empty] | - |  |  | - |  |  |  |  | - | [10 empty] | - | - | - |  |  | panel mount |  |  | -25℃~70℃ | [5 empty] | - | [9 empty] | - | - | [6 empty] | 10 | https://www.unikeyic.com/media/about_us/Unikey_ISO_9001_Certification.pdf | https://www.unikeyic.com/products/pushbutton-switches/m22s-dp-g/30542714.html
M22S-PV | EATON | 1: 38.3294 10: 33.0697 25: 31.1762 50: 29.8131 100: 28.5077 250: 26.8653 | Diameter 38 Panel Mount |  | - | [8 empty] | - |  | M22S-PV EATON | - |  |  |  |  | - | [10 empty] | - | - | - |  |  | panel mount |  |  | -25℃~70℃ | [5 empty] | Diameter 38 | [9 empty] | - | - | [6 empty] | 7 | https://www.unikeyic.com/media/datasheet/dc/6c/c9a9/dc/6c1fffcf4bc4ed9255ffe778ec9f21d9.pdf | https://www.unikeyic.com/products/pushbutton-switches/m22s-pv/763952.html
M2B15BA5G40-BC | NKK Switches | 1: 17.927 | Round Pushbutton Switch On-Mom SPDT, 200k Cycles @28V, 100k Cycles @28V, Vertical Mount, TH, 7.2mm L × 35.67mm H |  |  |  | No Marking | Round, Button | M2B15BA | SPDT |  | Red |  |  | 0.4VA (AC/DC) |  |  | 100,000 Cycles | Process Sealed |  |  |  | - | - | - | [10 empty] | 200,000 Cycles | 1 (Unlimited) |  | Through Hole, Right Angle, Vertical |  |  |  | -30°C ~ 85°C |  |  | Bulk |  | - |  |  | 4511188 |  |  | M2 |  |  |  |  | On-Mom |  |  | PC Pin | 28 V | 28 V | 4 | https://www.unikeyic.com/media/datasheet/2a/30/3bc3/2a/046a0647221adc699dce5852cafa86f0.pdf | https://www.unikeyic.com/products/pushbutton-switches/m2b15ba5g40-bc/30019893.html
M2B15BA5G40-BH | NKK Switches | 1: 18.954 | circular，PUSHBUTTON open-Instantaneous SPDT 200000Cycles 28V 100000Cycles SPDT vertical mounting，Through hole mounting |  |  |  | No Marking | Round, Button | M2B15BA | SPDT |  | Gray |  |  | 0.4VA (AC/DC) |  |  | 100,000 Cycles | Process Sealed |  |  |  | - | - | - | [10 empty] | 200,000 Cycles | 1 (Unlimited) |  | Through Hole, Right Angle, Vertical |  |  |  | -30°C ~ 85°C |  |  | Bulk |  | - |  |  | 2105943 |  |  | M2 |  |  |  |  | On-Mom |  |  | PC Pin | 28 V | 28 V | 4 | https://www.unikeyic.com/media/datasheet/2a/30/3bc3/2a/046a0647221adc699dce5852cafa86f0.pdf | https://www.unikeyic.com/products/pushbutton-switches/m2b15ba5g40-bh/30457687.html
M30C-FDL-B | EATON | 1: 74.3688 10: 64.1466 25: 60.4657 50: 57.8169 100: 55.2788 | ILLIN.PB MOM. 30MM FLAT BU |  | - | [8 empty] | - |  | M30C-FDL-B EATON | - |  |  |  |  | - | [10 empty] | - | - | - | [11 empty] | - | [9 empty] | - | - | [6 empty] | 1 | https://www.unikeyic.com/media/datasheet/9b/35/63be/9b/dfe4f29a53eaf7ab06020c94a68f1654.pdf | https://www.unikeyic.com/products/pushbutton-switches/m30c-fdl-b/30112983.html
M30C-FDL-Y-X162 | EATON | 2: 68.717 | Pushbutton Suitable for RMQ-Titan Pushbutton | [33 empty] | Vendor Undefined | [8 empty] | Bulk | [7 empty] | * | [10 empty] | 9 | https://www.unikeyic.com/media/about_us/Unikey_ISO_9001_Certification.pdf | https://www.unikeyic.com/products/pushbutton-switches/m30c-fdl-y-x162/30680336.html
M30C-FDRL-A | EATON | 2: 83.413 | Pushbutton Suitable for RMQ-Titan Pushbutton | [33 empty] | Vendor Undefined | [8 empty] | Bulk |  |  |  |  | 14743702 |  |  | * | [10 empty] | 14 | https://www.unikeyic.com/media/about_us/Unikey_ISO_9001_Certification.pdf | https://www.unikeyic.com/products/pushbutton-switches/m30c-fdrl-a/33928153.html
M30C-FDRL-Y | EATON | 2: 80.795 | Pushbutton Suitable for RMQ-Titan Pushbutton | [33 empty] | Vendor Undefined | [8 empty] | Bulk | [7 empty] | * | [10 empty] | 15 | https://www.unikeyic.com/media/datasheet/2a/a7/63ca/2a/201f865dc4fa40fd2db1cfe34bc21120.pdf | https://www.unikeyic.com/products/pushbutton-switches/m30c-fdrl-y/29918997.html
M30C-FL-A | EATON | 3: 49.588 | Orange Panel Mount | [33 empty] | Vendor Undefined | [8 empty] | Bulk | [7 empty] | * | [10 empty] | 9 | https://www.unikeyic.com/media/datasheet/17/3d/7882/17/221ac8564e56adf36d5c31029a5494ff.pdf | https://www.unikeyic.com/products/pushbutton-switches/m30c-fl-a/31143983.html
M30C-FL-G | EATON | 1: 57.4776 10: 47.5362 100: 41.8114 | Green, Panel Mount |  | - | [8 empty] | - |  | M30C-FL-G EATON | - |  |  |  |  | green | [10 empty] | - | - | - |  |  | panel mount |  |  | -25℃~70℃ | [5 empty] | - | [9 empty] | - | - | [6 empty] | 3 | https://www.unikeyic.com/media/datasheet/c0/0e/f385/c0/93d24a4a39cba7f708f94f75322ed9c7.pdf | https://www.unikeyic.com/products/pushbutton-switches/m30c-fl-g/30938116.html
M30C-FWK | EATON | 2: 73.447 | Selector Switch | [33 empty] | Vendor Undefined | [8 empty] | Bulk | [7 empty] | * | [10 empty] | 10 | https://www.unikeyic.com/media/datasheet/f1/53/d205/f1/4b1298da22a168c0e71bab9e69bb9ac2.pdf | https://www.unikeyic.com/products/pushbutton-switches/m30c-fwk/33946995.html
M30C-FWRLK-R | EATON | 2: 85.503 | Pushbutton Switch | [33 empty] | Vendor Undefined | [8 empty] | Bulk |  |  |  |  | 14743617 |  |  | * | [10 empty] | 5 | https://www.unikeyic.com/media/datasheet/f9/c2/ca2c/f9/72afaf54f45f6c63343957bb2778e087.pdf | https://www.unikeyic.com/products/pushbutton-switches/m30c-fwrlk-r/30727655.html
M30C-FWS3 | EATON | 1: 229.779 | Wrench | [33 empty] | Vendor Undefined | [8 empty] | Bulk |  |  |  |  | 14742575 |  |  | * | [10 empty] | 3 | https://www.unikeyic.com/media/about_us/Unikey_ISO_9001_Certification.pdf | https://www.unikeyic.com/products/pushbutton-switches/m30c-fws3/29947295.html
M6P-AAS1-06EB | Moujen | 20: 16.8431 30: 15.561 40: 14.6902 50: 14.3437 90: 13.4345 140: 13.1382 190: 12.9517 250: 12.8528 | On-On SPDT Panel Mount |  |  |  | No Marking |  |  | SPDT |  |  |  |  | 2A (AC), 400mA (DC) | [21 empty] | Not Applicable |  | Panel Mount, Front | [6 empty] | Retail Package | [7 empty] | M6 |  |  |  |  | On-On | [5 empty] | 10000 | https://www.unikeyic.com/media/about_us/Unikey_ISO_9001_Certification.pdf | https://www.unikeyic.com/products/pushbutton-switches/m6p-aas1-06eb/33718040.html
M6P-AAS1-12EG | Moujen | 20: 16.8431 30: 15.561 40: 14.6902 50: 14.3437 90: 13.4345 140: 13.1382 190: 12.9517 250: 12.8528 | On-On SPDT, Panel Mount |  |  |  | No Marking |  |  | SPDT |  |  |  |  | 2A (AC), 400mA (DC) | [21 empty] | Not Applicable |  | Panel Mount, Front | [6 empty] | Retail Package | [7 empty] | M6 |  |  |  |  | On-On | [5 empty] | 10000 | https://www.unikeyic.com/media/about_us/Unikey_ISO_9001_Certification.pdf | https://www.unikeyic.com/products/pushbutton-switches/m6p-aas1-12eg/33906944.html
M6P-AAS1-24EG | Moujen | 20: 16.8431 30: 15.561 40: 14.6902 50: 14.3437 90: 13.4345 140: 13.1382 190: 12.9517 250: 12.8528 | On-On SPDT, Panel Mount |  |  |  | No Marking |  |  | SPDT |  |  |  |  | 2A (AC), 400mA (DC) | [21 empty] | Not Applicable |  | Panel Mount, Front | [6 empty] | Retail Package |  |  |  |  | 15769763 |  |  | M6 |  |  |  |  | On-On | [5 empty] | 10000 | https://www.unikeyic.com/media/about_us/Unikey_ISO_9001_Certification.pdf | https://www.unikeyic.com/products/pushbutton-switches/m6p-aas1-24eg/33670817.html
M6P-AAS2-110W | Moujen | 20: 18.5155 30: 17.2332 40: 16.3625 50: 16.016 90: 15.1068 140: 14.8104 190: 14.624 250: 14.5251 | Switch On-On DPDT Panel Mount |  |  |  | No Marking |  |  | DPDT |  |  |  |  | 2A (AC), 400mA (DC) | [21 empty] | Not Applicable |  | Panel Mount, Front | [6 empty] | Retail Package |  |  |  |  | 15770306 |  |  | M6 |  |  |  |  | On-On | [5 empty] | 10000 | https://www.unikeyic.com/media/about_us/Unikey_ISO_9001_Certification.pdf | https://www.unikeyic.com/products/pushbutton-switches/m6p-aas2-110w/33639859.html
M6P-AMS1-12EB | Moujen | 20: 16.5645 30: 15.2824 40: 14.4115 50: 14.0651 90: 13.1558 140: 12.8595 190: 12.673 250: 12.5741 | On-On SPDT Switch, Panel Mount |  |  |  | No Marking |  |  | SPDT |  |  |  |  | 2A (AC), 400mA (DC) | [21 empty] | Not Applicable |  | Panel Mount, Front | [6 empty] | Retail Package |  |  |  |  | 15771044 |  |  | M6 |  |  |  |  | On-On | [5 empty] | 10000 | https://www.unikeyic.com/media/about_us/Unikey_ISO_9001_Certification.pdf | https://www.unikeyic.com/products/pushbutton-switches/m6p-ams1-12eb/34012619.html
M6P-AMS1-220R | Moujen | 20: 16.2859 30: 15.0037 40: 14.1329 50: 13.7862 90: 12.8771 140: 12.5808 190: 12.3943 250: 12.2954 | On-On SPDT Panel Mount |  |  |  | No Marking |  |  | SPDT |  |  |  |  | 2A (AC), 400mA (DC) | [21 empty] | Not Applicable |  | Panel Mount, Front | [6 empty] | Retail Package | [7 empty] | M6 |  |  |  |  | On-On | [5 empty] | 10000 | https://www.unikeyic.com/media/about_us/Unikey_ISO_9001_Certification.pdf | https://www.unikeyic.com/products/pushbutton-switches/m6p-ams1-220r/33518837.html
M6P-AMS1-24EG | Moujen | 20: 16.5645 30: 15.2824 40: 14.4115 50: 14.0651 90: 13.1558 140: 12.8595 190: 12.673 250: 12.5741 | On-On SPDT, Panel Mount |  |  |  | No Marking |  |  | SPDT |  |  |  |  | 2A (AC), 400mA (DC) | [21 empty] | Not Applicable |  | Panel Mount, Front | [6 empty] | Retail Package | [7 empty] | M6 |  |  |  |  | On-On | [5 empty] | 10000 | https://www.unikeyic.com/media/about_us/Unikey_ISO_9001_Certification.pdf | https://www.unikeyic.com/products/pushbutton-switches/m6p-ams1-24eg/1321757.html
M6P-BAS1-220R | Moujen | 20: 16.6574 30: 15.3752 40: 14.5044 50: 14.1579 90: 13.2487 140: 12.9524 190: 12.7659 250: 12.667 | On-On SPDT Panel Mount |  |  |  | No Marking |  |  | SPDT |  |  |  |  | 2A (AC), 400mA (DC) | [21 empty] | Not Applicable |  | Panel Mount, Front | [6 empty] | Retail Package | [7 empty] | M6 |  |  |  |  | On-On | [5 empty] | 10000 | https://www.unikeyic.com/media/about_us/Unikey_ISO_9001_Certification.pdf | https://www.unikeyic.com/products/pushbutton-switches/m6p-bas1-220r/30598022.html
M6P-BAS1-24EW | Moujen | 20: 16.8431 30: 15.561 40: 14.6902 50: 14.3437 90: 13.4345 140: 13.1382 190: 12.9517 250: 12.8528 | On-On SPDT, Panel Mount |  |  |  | No Marking |  |  | SPDT |  |  |  |  | 2A (AC), 400mA (DC) | [21 empty] | Not Applicable |  | Panel Mount, Front | [6 empty] | Retail Package | [7 empty] | M6 |  |  |  |  | On-On | [5 empty] | 10000 | https://www.unikeyic.com/media/about_us/Unikey_ISO_9001_Certification.pdf | https://www.unikeyic.com/products/pushbutton-switches/m6p-bas1-24ew/30231274.html
M6P-BAS2-110O | Moujen | 20: 18.5155 30: 17.2332 40: 16.3625 50: 16.016 90: 15.1068 140: 14.8104 190: 14.624 250: 14.5251 | On-On DPDT panel mount |  |  |  | No Marking |  |  | DPDT |  |  |  |  | 2A (AC), 400mA (DC) | [21 empty] | Not Applicable |  | Panel Mount, Front | [6 empty] | Retail Package | [7 empty] | M6 |  |  |  |  | On-On | [5 empty] | 10000 | https://www.unikeyic.com/media/about_us/Unikey_ISO_9001_Certification.pdf | https://www.unikeyic.com/products/pushbutton-switches/m6p-bas2-110o/33954568.html
M6P-BAS2-110Y | Moujen | 20: 18.5155 30: 17.2332 40: 16.3625 50: 16.016 90: 15.1068 140: 14.8104 190: 14.624 250: 14.5251 | On-On DPDT, Panel Mount |  |  |  | No Marking |  |  | DPDT |  |  |  |  | 2A (AC), 400mA (DC) | [21 empty] | Not Applicable |  | Panel Mount, Front | [6 empty] | Retail Package |  |  |  |  | 15770352 |  |  | M6 |  |  |  |  | On-On | [5 empty] | 10000 | https://www.unikeyic.com/media/about_us/Unikey_ISO_9001_Certification.pdf | https://www.unikeyic.com/products/pushbutton-switches/m6p-bas2-110y/29631522.html
M6P-BAS2-12EO | Moujen | 20: 18.7942 30: 17.5122 40: 16.6412 50: 16.2946 90: 15.3854 140: 15.0891 190: 14.9027 250: 14.8038 | DPDT On-On Panel Mount |  |  |  | No Marking |  |  | DPDT |  |  |  |  | 2A (AC), 400mA (DC) | [21 empty] | Not Applicable |  | Panel Mount, Front | [6 empty] | Retail Package | [7 empty] | M6 |  |  |  |  | On-On | [5 empty] | 10000 | https://www.unikeyic.com/media/about_us/Unikey_ISO_9001_Certification.pdf | https://www.unikeyic.com/products/pushbutton-switches/m6p-bas2-12eo/30137247.html
M6P-BAS2-24EO | Moujen | 20: 18.7942 30: 17.5122 40: 16.6412 50: 16.2946 90: 15.3854 140: 15.0891 190: 14.9027 250: 14.8038 | On-On DPDT panel mount |  |  |  | No Marking |  |  | DPDT |  |  |  |  | 2A (AC), 400mA (DC) | [21 empty] | Not Applicable |  | Panel Mount, Front | [6 empty] | Retail Package |  |  |  |  | 15770155 |  |  | M6 |  |  |  |  | On-On | [5 empty] | 10000 | https://www.unikeyic.com/media/about_us/Unikey_ISO_9001_Certification.pdf | https://www.unikeyic.com/products/pushbutton-switches/m6p-bas2-24eo/30040041.html
M6P-BMS1-06EB | Moujen | 20: 16.5645 30: 15.2824 40: 14.4115 50: 14.0651 90: 13.1558 140: 12.8595 190: 12.673 250: 12.5741 | On-On SPDT Switch, Panel Mount |  |  |  | No Marking |  |  | SPDT |  |  |  |  | 2A (AC), 400mA (DC) | [21 empty] | Not Applicable |  | Panel Mount, Front | [6 empty] | Retail Package |  |  |  |  | 15769927 |  |  | M6 |  |  |  |  | On-On | [5 empty] | 10000 | https://www.unikeyic.com/media/about_us/Unikey_ISO_9001_Certification.pdf | https://www.unikeyic.com/products/pushbutton-switches/m6p-bms1-06eb/29678012.html
M6P-BMS1-06ER | Moujen | 20: 16.5645 30: 15.2824 40: 14.4115 50: 14.0651 90: 13.1558 140: 12.8595 190: 12.673 250: 12.5741 | On-On SPDT Switch, Panel Mount |  |  |  | No Marking |  |  | SPDT |  |  |  |  | 2A (AC), 400mA (DC) | [21 empty] | Not Applicable |  | Panel Mount, Front | [6 empty] | Retail Package | [7 empty] | M6 |  |  |  |  | On-On | [5 empty] | 10000 | https://www.unikeyic.com/media/about_us/Unikey_ISO_9001_Certification.pdf | https://www.unikeyic.com/products/pushbutton-switches/m6p-bms1-06er/34065906.html
M6P-BMS1-B | Moujen | 20: 11.7801 30: 10.498 40: 9.6269 50: 9.2804 90: 8.3713 140: 8.0749 190: 7.8885 250: 7.7896 | On-On SPDT panel mount |  |  |  | No Marking |  |  | SPDT |  |  |  |  | 2A (AC), 400mA (DC) | [21 empty] | Not Applicable |  | Panel Mount, Front | [6 empty] | Retail Package | [7 empty] | M6 |  |  |  |  | On-On | [5 empty] | 10000 | https://www.unikeyic.com/media/about_us/Unikey_ISO_9001_Certification.pdf | https://www.unikeyic.com/products/pushbutton-switches/m6p-bms1-b/33821700.html
M6P-BMS2-06EO | Moujen | 20: 17.9582 30: 16.6759 40: 15.805 50: 15.4585 90: 14.5493 140: 14.253 190: 14.0665 250: 13.9676 | On-On DPDT, Panel Mount |  |  |  | No Marking |  |  | DPDT |  |  |  |  | 2A (AC), 400mA (DC) | [21 empty] | Not Applicable |  | Panel Mount, Front | [6 empty] | Retail Package |  |  |  |  | 15769604 |  |  | M6 |  |  |  |  | On-On | [5 empty] | 10000 | https://www.unikeyic.com/media/about_us/Unikey_ISO_9001_Certification.pdf | https://www.unikeyic.com/products/pushbutton-switches/m6p-bms2-06eo/1105506.html
M6P-BMS2-12EW | Moujen | 20: 17.9582 30: 16.6759 40: 15.805 50: 15.4585 90: 14.5493 140: 14.253 190: 14.0665 250: 13.9676 | On-On DPDT, Panel Mount |  |  |  | No Marking |  |  | DPDT |  |  |  |  | 2A (AC), 400mA (DC) | [21 empty] | Not Applicable |  | Panel Mount, Front | [6 empty] | Retail Package |  |  |  |  | 15770452 |  |  | M6 |  |  |  |  | On-On | [5 empty] | 10000 | https://www.unikeyic.com/media/about_us/Unikey_ISO_9001_Certification.pdf | https://www.unikeyic.com/products/pushbutton-switches/m6p-bms2-12ew/83935.html
M6P-BMS2-24EB | Moujen | 20: 17.9582 30: 16.6759 40: 15.805 50: 15.4585 90: 14.5493 140: 14.253 190: 14.0665 250: 13.9676 | On-On DPDT panel mount |  |  |  | No Marking |  |  | DPDT |  |  |  |  | 2A (AC), 400mA (DC) | [21 empty] | Not Applicable |  | Panel Mount, Front | [6 empty] | Retail Package | [7 empty] | M6 |  |  |  |  | On-On | [5 empty] | 10000 | https://www.unikeyic.com/media/about_us/Unikey_ISO_9001_Certification.pdf | https://www.unikeyic.com/products/pushbutton-switches/m6p-bms2-24eb/29559998.html
M6P-BMS2-24EY | Moujen | 20: 17.9582 30: 16.6759 40: 15.805 50: 15.4585 90: 14.5493 140: 14.253 190: 14.0665 250: 13.9676 | DPDT Switch, Panel Mount |  |  |  | No Marking |  |  | DPDT |  |  |  |  | 2A (AC), 400mA (DC) | [21 empty] | Not Applicable |  | Panel Mount, Front | [6 empty] | Retail Package | [7 empty] | M6 |  |  |  |  | On-On | [5 empty] | 10000 | https://www.unikeyic.com/media/about_us/Unikey_ISO_9001_Certification.pdf | https://www.unikeyic.com/products/pushbutton-switches/m6p-bms2-24ey/30596765.html
M6P-CAS1-12EB | Moujen | 20: 16.8431 30: 15.561 40: 14.6902 50: 14.3437 90: 13.4345 140: 13.1382 190: 12.9517 250: 12.8528 | On-On SPDT panel mount |  |  |  | No Marking |  |  | SPDT |  |  |  |  | 2A (AC), 400mA (DC) | [21 empty] | Not Applicable |  | Panel Mount, Front | [6 empty] | Retail Package | [7 empty] | M6 |  |  |  |  | On-On | [5 empty] | 10000 | https://www.unikeyic.com/media/about_us/Unikey_ISO_9001_Certification.pdf | https://www.unikeyic.com/products/pushbutton-switches/m6p-cas1-12eb/33915943.html
M6P-CAS1-12EW | Moujen | 20: 16.8431 30: 15.561 40: 14.6902 50: 14.3437 90: 13.4345 140: 13.1382 190: 12.9517 250: 12.8528 | On-On SPDT panel mount |  |  |  | No Marking |  |  | SPDT |  |  |  |  | 2A (AC), 400mA (DC) | [21 empty] | Not Applicable |  | Panel Mount, Front | [6 empty] | Retail Package | [7 empty] | M6 |  |  |  |  | On-On | [5 empty] | 10000 | https://www.unikeyic.com/media/about_us/Unikey_ISO_9001_Certification.pdf | https://www.unikeyic.com/products/pushbutton-switches/m6p-cas1-12ew/33999937.html
M6P-CAS1-220B | Moujen | 20: 16.6574 30: 15.3752 40: 14.5044 50: 14.1579 90: 13.2487 140: 12.9524 190: 12.7659 250: 12.667 | On-On SPDT Panel Mount |  |  |  | No Marking |  |  | SPDT |  |  |  |  | 2A (AC), 400mA (DC) | [21 empty] | Not Applicable |  | Panel Mount, Front | [6 empty] | Retail Package | [7 empty] | M6 |  |  |  |  | On-On | [5 empty] | 10000 | https://www.unikeyic.com/media/about_us/Unikey_ISO_9001_Certification.pdf | https://www.unikeyic.com/products/pushbutton-switches/m6p-cas1-220b/30660287.html
M6P-CAS1-220G | Moujen | 20: 16.6574 30: 15.3752 40: 14.5044 50: 14.1579 90: 13.2487 140: 12.9524 190: 12.7659 250: 12.667 | On-On SPDT panel mount |  |  |  | No Marking |  |  | SPDT |  |  |  |  | 2A (AC), 400mA (DC) | [21 empty] | Not Applicable |  | Panel Mount, Front | [6 empty] | Retail Package |  |  |  |  | 15770235 |  |  | M6 |  |  |  |  | On-On | [5 empty] | 10000 | https://www.unikeyic.com/media/about_us/Unikey_ISO_9001_Certification.pdf | https://www.unikeyic.com/products/pushbutton-switches/m6p-cas1-220g/29631497.html
M6P-CAS1-24EY | Moujen | 20: 16.8431 30: 15.561 40: 14.6902 50: 14.3437 90: 13.4345 140: 13.1382 190: 12.9517 250: 12.8528 | On-On SPDT, Panel Mount |  |  |  | No Marking |  |  | SPDT |  |  |  |  | 2A (AC), 400mA (DC) | [21 empty] | Not Applicable |  | Panel Mount, Front | [6 empty] | Retail Package |  |  |  |  | 15771021 |  |  | M6 |  |  |  |  | On-On | [5 empty] | 10000 | https://www.unikeyic.com/media/about_us/Unikey_ISO_9001_Certification.pdf | https://www.unikeyic.com/products/pushbutton-switches/m6p-cas1-24ey/30133277.html
M6P-CMS2-110W | Moujen | 20: 17.726 30: 16.4437 40: 15.5728 50: 15.2263 90: 14.3171 140: 14.0208 190: 13.8343 250: 13.7354 | On-On DPDT Panel Mount |  |  |  | No Marking |  |  | DPDT |  |  |  |  | 2A (AC), 400mA (DC) | [21 empty] | Not Applicable |  | Panel Mount, Front | [6 empty] | Retail Package | [7 empty] | M6 |  |  |  |  | On-On | [5 empty] | 10000 | https://www.unikeyic.com/media/about_us/Unikey_ISO_9001_Certification.pdf | https://www.unikeyic.com/products/pushbutton-switches/m6p-cms2-110w/33480424.html
M6P-CMS2-B | Moujen | 20: 13.7776 30: 12.4952 40: 11.6243 50: 11.2778 90: 10.3687 140: 10.0724 190: 9.8859 250: 9.787 | On-On DPDT panel mount |  |  |  | No Marking |  |  | DPDT |  |  |  |  | 2A (AC), 400mA (DC) | [21 empty] | Not Applicable |  | Panel Mount, Front | [6 empty] | Retail Package | [7 empty] | M6 |  |  |  |  | On-On | [5 empty] | 10000 | https://www.unikeyic.com/media/about_us/Unikey_ISO_9001_Certification.pdf | https://www.unikeyic.com/products/pushbutton-switches/m6p-cms2-b/30088834.html
M8805/99-025 | OTTO Engineering | 1: 244.706 |  |  | - | [8 empty] | - |  |  | - |  |  |  |  | - | [10 empty] | - | - | - | [11 empty] | - | [9 empty] | - | - | [6 empty] | 22 | https://www.unikeyic.com/media/about_us/Unikey_ISO_9001_Certification.pdf | https://www.unikeyic.com/products/pushbutton-switches/m8805-99-025/771573.html
MAV0120/3D2AM024 | bulgin | 1: 45.8068 10: 39.5208 25: 37.257 | Momentary Type Off-Mom SPST-NO circular-12.00(Dia) 36V Amber，yellow welding mounting，panel mount |  |  |  | No Marking | Round, Button | MAV0120 | SPST-NO |  | Silver |  |  | 2A (DC) |  |  | 200,000 Cycles | Stainless Steel |  |  |  | LED, Amber | 24 VDC | IP67 - Dust Tight, Waterproof | [10 empty] | 500,000 Cycles | 1 (Unlimited) |  | Panel Mount, Front |  |  |  | -25°C ~ 55°C |  |  | Tray |  | Circular - 12.00mm Dia |  |  | 6348651 |  |  | MAV0120 |  |  |  |  | Off-Mom |  |  | Solder Lug |  | 36 V | 33 | https://www.unikeyic.com/media/datasheet/1c/72/646e/1c/47adc71a488e300b0bc70cd1c198d517.pdf | https://www.unikeyic.com/products/pushbutton-switches/mav0120-3d2am024/29731517.html
MAV0120/3D2BL012 | bulgin | 1: 37.5243 5: 36.8542 10: 36.8542 20: 36.1841 50: 36.1841 | Bulgin silver button switch, panel mount, Instantaneous operation, Panel opening diameter12mm, With indicator light, SPST |  |  |  | No Marking | Round, Button | MAV0120 | SPST-NO |  | Silver |  |  | 2A (DC) |  |  | 200,000 Cycles | Stainless Steel |  |  |  | LED, Blue | 12 VDC | IP67 - Dust Tight, Waterproof | [10 empty] | 500,000 Cycles | 1 (Unlimited) |  | Panel Mount, Front |  |  |  | -25°C ~ 55°C |  |  | Tray |  | Circular - 12.00mm Dia |  |  | 6348648 |  |  | MAV0120 |  |  |  |  | Off-Mom |  |  | Solder Lug |  | 36 V | 91 | https://www.unikeyic.com/media/datasheet/bd/1f/038c/bd/cc72445bd0d9ed82cf620e03a75cb489.pdf | https://www.unikeyic.com/products/pushbutton-switches/mav0120-3d2bl012/33447931.html
MAV0120/3D2RD012 | bulgin | 1: 36.6443 10: 34.4688 25: 33.4273 50: 32.7127 100: 31.9739 | Bulgin Silver Pushbutton Switch, Panel Mount, Momentary, 12mm Hole, Indicator, SPST |  |  |  | No Marking | Round, Button | MAV0120 | SPST-NO |  | Silver |  |  | 2A (DC) |  |  | 200,000 Cycles | Stainless Steel |  |  |  | LED, Red | 12 VDC | IP67 - Dust Tight, Waterproof | [10 empty] | 500,000 Cycles | 1 (Unlimited) |  | Panel Mount, Front |  |  |  | -25°C ~ 55°C |  |  | Tray |  | Circular - 12.00mm Dia |  |  | 6348644 |  |  | MAV0120 |  |  |  |  | Off-Mom |  |  | Solder Lug |  | 36 V | 7 | https://www.unikeyic.com/media/datasheet/6a/d7/ca21/6a/003a30c6785a85eb99b72bd7f6e0ef6c.pdf | https://www.unikeyic.com/products/pushbutton-switches/mav0120-3d2rd012/379010.html
MB2061LD1G01/328 | NKK Switches | 1: 10.426 | Cap On-Mom DPDT circular-6.50(Dia) 100000Cycles 28V 28V 50000Cycles welding mounting，panel mount |  |  |  | No Marking | Plunger for Cap | MB2061L | DPDT |  | - |  |  | 0.4VA (AC/DC) |  |  | 50,000 Cycles | Low Temperature Lubricant |  |  |  | - | - | - | [10 empty] | 100,000 Cycles | 1 (Unlimited) |  | Panel Mount, Rear |  |  |  | -30°C ~ 85°C |  |  | Bulk |  | Circular - 6.50mm Dia |  |  | 2106097 |  |  | MB2000 |  |  |  |  | On-Mom |  |  | Solder Lug | 28 V | 28 V | 48 | https://www.unikeyic.com/media/datasheet/19/38/bc70/19/7f93b19a603fd75df0c84517de155c5f.pdf | https://www.unikeyic.com/products/pushbutton-switches/mb2061ld1g01-328/29736713.html
MB2061SS2W45 | NKK Switches | 1: 13.26 | Plunger，Without Cap On-Mom DPDT 100000Cycles 30V 125V 25000Cycles 6A，3A vertical mounting，Through hole mounting |  |  |  | No Marking | Plunger for Cap | MB2061S | DPDT |  | - |  |  | 6A (AC), 3A (DC) |  |  | 25,000 Cycles | Epoxy Sealed Terminals |  |  |  | - | - | - | [10 empty] | 100,000 Cycles | 1 (Unlimited) |  | Through Hole, Right Angle, Vertical |  |  |  | -30°C ~ 85°C |  |  | Bulk |  | - |  |  | 4511649 |  |  | MB2000 |  |  |  |  | On-Mom |  |  | PC Pin | 125 V | 30 V | 38 | https://www.unikeyic.com/media/datasheet/31/52/e23f/31/2fb5fabc0605f829c480b12e4889cfd7.pdf | https://www.unikeyic.com/products/pushbutton-switches/mb2061ss2w45/30850021.html
MB2181SD3G01 | NKK Switches | 1: 18.382 | Cap On-Mom 4PDT circular-6.50(Dia) 50000Cycles 28V 28V 50000Cycles welding mounting，panel mount 13mm(Length)*32mm(height) |  |  |  | No Marking | Plunger for Cap | MB2181S | 4PDT |  | - |  |  | 0.4VA (AC/DC) |  |  | 50,000 Cycles | Epoxy Sealed Terminals |  |  |  | - | - | IP67 - Dust Tight, Waterproof | [10 empty] | 50,000 Cycles | 1 (Unlimited) |  | Panel Mount, Rear |  |  |  | -30°C ~ 85°C |  |  | Bulk |  | Circular - 6.50mm Dia |  |  | 2106186 |  |  | MB2000 |  |  |  |  | On-Mom |  |  | Solder Lug | 28 V | 28 V | 13 | https://www.unikeyic.com/media/datasheet/19/38/bc70/19/7f93b19a603fd75df0c84517de155c5f.pdf | https://www.unikeyic.com/products/pushbutton-switches/mb2181sd3g01/30169008.html
MB2181SS2G03/328 | NKK Switches | 1: 16.354 | Cap open-Instantaneous 4PDT 100000Cycles 28V 50000Cycles Through hole mounting |  |  |  | No Marking | Plunger for Cap | MB2181S | 4PDT |  | - |  |  | 0.4VA (AC/DC) |  |  | 50,000 Cycles | Low Temperature Lubricant |  |  |  | - | - | - | [10 empty] | 100,000 Cycles | 1 (Unlimited) |  | Through Hole |  |  |  | -30°C ~ 85°C |  |  | Bulk |  | - | [5 empty] | MB2000 |  |  |  |  | On-Mom |  |  | PC Pin | 28 V | 28 V | 41 | https://www.unikeyic.com/media/datasheet/19/38/bc70/19/7f93b19a603fd75df0c84517de155c5f.pdf | https://www.unikeyic.com/products/pushbutton-switches/mb2181ss2g03-328/141187.html
MB2411A2G23 | NKK Switches | 1: 6.37 | Cap, Open-Instant SPDT 200000Cycles 28V 100000Cycles SPDT TH |  |  |  | No Marking | Plunger for Cap | MB2411A | SPDT |  | - |  |  | 0.4VA (AC/DC) |  |  | 100,000 Cycles | Epoxy Sealed Terminals |  |  |  | - | - | - | [10 empty] | 200,000 Cycles | 1 (Unlimited) |  | Through Hole |  |  |  | -30°C ~ 85°C |  |  | Bulk |  | - |  |  | 2106212 |  |  | MB2400 |  |  |  |  | On-Mom |  |  | PC Pin | 28 V | 28 V | 22 | https://www.unikeyic.com/media/datasheet/a5/94/100e/4c/6b6727f467de0d47aee82f186303a6c9.pdf | https://www.unikeyic.com/products/pushbutton-switches/mb2411a2g23/29702878.html
MB2461E1G01-HC | NKK Switches | 1: 28.3291 | circular，PUSHBUTTON On-Mom DPDT circular-6.50(Dia) 200000Cycles 28V 28V 100000Cycles welding mounting，panel mount 13mm(Length)*9.5mm(height) |  |  |  | No Marking | Round, Button | MB2461E | DPDT |  | Red |  |  | 0.4VA (AC/DC) |  |  | 100,000 Cycles | Epoxy Sealed Terminals |  |  |  | - | - | - | [10 empty] | 200,000 Cycles | 1 (Unlimited) |  | Panel Mount, Rear |  |  |  | -30°C ~ 85°C |  |  | Bulk |  | Circular - 6.50mm Dia |  |  | 4511985 |  |  | MB2400 |  |  |  |  | On-Mom |  |  | Solder Lug | 28 V | 28 V | 2 | https://www.unikeyic.com/media/datasheet/82/c1/805c/82/9ca60e45a0f6ab5cc04e7240c79e2be9.pdf | https://www.unikeyic.com/products/pushbutton-switches/mb2461e1g01-hc/30200950.html
MBN15SB3W01-DA | NKK Switches | 1: 24.108 10: 20.8049 25: 19.6155 50: 18.7594 100: 17.9393 250: 16.9078 500: 16.1654 | LARGE BUSHING MINIATURE PUSHBUTT |  | - | [8 empty] | - |  |  | - |  |  |  |  | - | [10 empty] | - | - | - | [11 empty] | - |  |  |  |  | Compliant | bulk |  |  |  | - | - | [6 empty] | 69 | https://www.unikeyic.com/media/about_us/Unikey_ISO_9001_Certification.pdf | https://www.unikeyic.com/products/pushbutton-switches/mbn15sb3w01-da/694811066.html
MC19LOSGR | bulgin | 1: 42.7064 5: 41.9438 10: 41.9438 20: 41.9438 | Bulgin Capacitive Touch Switch Illumination, maximum input24V DC |  |  |  | No Marking | Round, Button, Flush | MC19LOS | SPST-NO |  | Silver |  |  | 500mA (DC) |  |  | 50,000,000 Cycles | - |  |  |  | LED, Green/Red | - | IP68/IP69K - Dust Tight, Water Resistant, Waterproof | [10 empty] | 50,000,000 Cycles | 1 (Unlimited) |  | Panel Mount, Front |  |  |  | -25°C ~ 55°C |  |  | Bulk |  | Circular - 19.20mm Dia |  |  | 9641923 |  |  | MC |  |  |  |  | Off-On |  |  | Wire Leads |  | 12 V | 14 | https://www.unikeyic.com/media/datasheet/68/f3/bb56/68/ae3da755ae9e59d4346128cc0b30f6fd.pdf | https://www.unikeyic.com/products/pushbutton-switches/mc19losgr/30839357.html
MC19MORGR | bulgin | 3: 57.607 8: 48.455 16: 45.562 32: 42.999 60: 35.926 200: 32.857 500: 32.23 | Bulgin capacitive touch switch, green, redLEDlighting, maximum input24V DC |  |  |  | No Marking | Round, Button, Flush | MC19MOR | SPST-NO |  | Red |  |  | 500mA (DC) |  |  | 50,000,000 Cycles | - |  |  |  | LED, Green/Red | - | IP68/IP69K - Dust Tight, Water Resistant, Waterproof | [10 empty] | 50,000,000 Cycles | 1 (Unlimited) |  | Panel Mount, Front |  |  |  | -25°C ~ 55°C |  |  | Bulk |  | Circular - 19.20mm Dia |  |  | 9641933 |  |  | MC |  |  |  |  | Off-Mom |  |  | Wire Leads |  | 12 V | 25 | https://www.unikeyic.com/media/datasheet/32/a2/8853/32a28853e09d976d5084c6daa6e9ccbe.pdf | https://www.unikeyic.com/products/pushbutton-switches/mc19morgr/30308024.html
MC22LCBRG | bulgin | 3: 67.419 7: 56.716 13: 53.328 28: 50.325 60: 42.031 200: 38.467 500: 37.708 | Bulgin Capacitive Touch Switch Illumination, maximum input24V DC |  |  |  | No Marking | Round, Button, Flush | MC22LCB | SPST-NC |  | Black |  |  | 500mA (DC) |  |  | 50,000,000 Cycles | - |  |  |  | LED, Green/Red | - | IP68/IP69K - Dust Tight, Water Resistant, Waterproof | [10 empty] | 50,000,000 Cycles | 1 (Unlimited) |  | Panel Mount, Front |  |  |  | -25°C ~ 55°C |  |  | Bulk |  | Circular - 22.20mm Dia |  |  | 9641938 |  |  | MC |  |  |  |  | On-Off |  |  | Wire Leads |  | 12 V | 60 | https://www.unikeyic.com/media/datasheet/32/a2/8853/32a28853e09d976d5084c6daa6e9ccbe.pdf | https://www.unikeyic.com/products/pushbutton-switches/mc22lcbrg/30756405.html
MC22MCRRG | bulgin | 3: 64.955 7: 54.637 14: 51.37 29: 48.477 60: 40.502 200: 37.059 500: 36.311 | Bulgin Capacitive Touch Switch Illumination, maximum input24V DC |  |  |  | No Marking | Round, Button, Flush | MC22MCR | SPST-NC |  | Red |  |  | 500mA (DC) |  |  | 50,000,000 Cycles | - |  |  |  | LED, Green/Red | - | IP68/IP69K - Dust Tight, Water Resistant, Waterproof | [10 empty] | 50,000,000 Cycles | 1 (Unlimited) |  | Panel Mount, Front |  |  |  | -25°C ~ 55°C |  |  | Bulk |  | Circular - 22.20mm Dia | [5 empty] | MC |  |  |  |  | On-Mom |  |  | Wire Leads |  | 12 V | 60 | https://www.unikeyic.com/media/datasheet/32/a2/8853/32a28853e09d976d5084c6daa6e9ccbe.pdf | https://www.unikeyic.com/products/pushbutton-switches/mc22mcrrg/888153.html
MC25MCBGR | bulgin | 2: 73.755 6: 62.051 12: 58.333 25: 55.044 60: 45.991 200: 42.042 500: 41.25 | Bulgin capacitive touch switch, green, redLEDlighting, maximum input24V DC |  |  |  | No Marking | Round, Button, Flush | MC25MCB | SPST-NC |  | Black |  |  | 500mA (DC) |  |  | 50,000,000 Cycles | - |  |  |  | LED, Green/Red | - | IP68/IP69K - Dust Tight, Water Resistant, Waterproof | [10 empty] | 50,000,000 Cycles | 1 (Unlimited) |  | Panel Mount, Front |  |  |  | -25°C ~ 55°C |  |  | Bulk |  | Circular - 25.20mm Dia | [5 empty] | MC |  |  |  |  | On-Mom |  |  | Wire Leads |  | 12 V | 60 | https://www.unikeyic.com/media/datasheet/32/a2/8853/32a28853e09d976d5084c6daa6e9ccbe.pdf | https://www.unikeyic.com/products/pushbutton-switches/mc25mcbgr/30312150.html
MC25MORRG | bulgin | 1: 91.7407 5: 91.7407 10: 91.7407 | Bulgin Capacitive Touch Switch, Green, Red LED Illumination, Max Input 24V DC |  |  |  | No Marking | Round, Button, Flush | MC25MOR | SPST-NO |  | Red |  |  | 500mA (DC) |  |  | 50,000,000 Cycles | - |  |  |  | LED, Green/Red | - | IP68/IP69K - Dust Tight, Water Resistant, Waterproof | [10 empty] | 50,000,000 Cycles | 1 (Unlimited) |  | Panel Mount, Front |  |  |  | -25°C ~ 55°C |  |  | Bulk |  | Circular - 25.20mm Dia |  |  | 9641982 |  |  | MC |  |  |  |  | Off-Mom |  |  | Wire Leads |  | 12 V | 9 | https://www.unikeyic.com/media/datasheet/32/a2/8853/32a28853e09d976d5084c6daa6e9ccbe.pdf | https://www.unikeyic.com/products/pushbutton-switches/mc25morrg/29830336.html
MC32867 | multicomp | 100: 0.1467 500: 0.1467 | Round Button SPST SPST 12V 12V 1000000Cycles Through hole mounting 6.1976mm*6.1976mm*3.5052mm |  | Round Button | [8 empty] | - |  | MC32867 multicomp | 1000000Cycles |  |  |  |  | - | [8 empty] | 6.1976mm*6.1976mm*3.5052mm |  | 12V | 12V | - |  |  | Through hole mounting |  |  | -25℃~70℃ | [5 empty] | - |  |  |  |  | Compliant |  |  |  |  | SPST | SPST | [6 empty] | 8172 | https://www.unikeyic.com/media/datasheet/f3/a1/baa7/f3/881089df238d622f5ab6a7a930a04b16.pdf | https://www.unikeyic.com/products/pushbutton-switches/mc32867/33647392.html
MC33172 | multicomp | 100: 0.1285 250: 0.1285 500: 0.1285 | 12V red 250mA |  | - | [8 empty] | 250mA |  | MC33172 multicomp | - |  |  |  |  | red | [10 empty] | 12V | - | - | [11 empty] | - |  |  |  |  | Compliant |  |  |  |  | - | - | [6 empty] | 1708 | https://www.unikeyic.com/media/datasheet/77/a3/3e72/77/4ae06851714ba2bb4ef3d87f54e5840f.pdf | https://www.unikeyic.com/products/pushbutton-switches/mc33172/29912456.html
MD S LFS | C&K | 42: 2.651 150: 2.541 | Button Off-Mom SPST-NO >=1000000 100V 100V 100mA Plugins Through hole mounting 12.7mm(Length)*4.7mm(height) |  |  |  | No Marking | Round, Button, Rubber |  | SPST-NO |  | Black |  |  | 100mA (AC/DC) |  |  | 1,000,000 Cycles | Tactile Feedback |  |  |  | - | - | - | [10 empty] | - | 1 (Unlimited) |  | Through Hole |  |  |  | -25°C ~ 70°C |  |  | Tray |  | - |  |  | 1012597 |  |  | MD |  |  |  |  | Off-Mom |  |  | PC Pin | 100 V | 100 V | 260 | https://www.unikeyic.com/media/datasheet/aa/6b/4a81/aa/6a9cece345fe7539189938b494b58a1a.pdf | https://www.unikeyic.com/products/pushbutton-switches/md-s-lfs/33812406.html
MDGLFS | C&K | 42: 2.673 1,000: 2.673 | Button Off-Mom SPST-NO >=1000000 100V 100V 5000000Cycles 50mA Plugins Through hole mounting 12.7mm(Length)*4.7mm(height) |  |  |  | No Marking | Round, Button, Rubber |  | SPST-NO |  | Black |  |  | 50mA (AC/DC) |  |  | 5,000,000 Cycles | Tactile Feedback |  |  |  | - | - | - | [10 empty] | - | 1 (Unlimited) |  | Through Hole |  |  |  | -25°C ~ 70°C |  |  | Tray |  | - | [5 empty] | MD |  |  |  |  | Off-Mom |  |  | PC Pin | 100 V | 100 V | 209 | https://www.unikeyic.com/media/datasheet/aa/6b/4a81/aa/6a9cece345fe7539189938b494b58a1a.pdf | https://www.unikeyic.com/products/pushbutton-switches/mdglfs/661173.html
MMP0120/AGNS | bulgin | 50: 15.4302 100: 14.7559 250: 13.9078 500: 13.2974 | Bulgin Green Pushbutton Switch, Panel Mount, Momentary, 12mm Hole, No Indicator, SPST |  |  |  | No Marking | Round, Button, Domed | MMP0120 | SPST-NO |  | Green |  |  | 2A (DC) |  |  | 200,000 Cycles | - |  |  |  | - | - | IP65 - Dust Tight, Water Resistant | [10 empty] | 1,000,000 Cycles | 1 (Unlimited) |  | Panel Mount, Front |  |  |  | -25°C ~ 55°C |  |  | Tray |  | Circular - 12.00mm Dia | [5 empty] | MMP0120 |  |  |  |  | Off-Mom |  |  | Screw Terminal |  | 36 V | 89 | https://www.unikeyic.com/media/datasheet/f3/bf/ac1f/f3/64fc2dfb25875a560b72fb963adedd13.pdf | https://www.unikeyic.com/products/pushbutton-switches/mmp0120-agns/940355.html
MMP0120/ARD67/S | bulgin | 1: 15.7422 10: 14.7879 25: 14.3519 50: 14.037 100: 13.7221 | Bulgin red button switch, panel mount, Instantaneous operation, Panel opening diameter12mm, No indicator light, SPST |  |  |  | No Marking | Round, Button, Domed | MMP0120 | SPST-NO |  | Red |  |  | 2A (DC) |  |  | 200,000 Cycles | - |  |  |  | - | - | IP67 - Dust Tight, Waterproof | [10 empty] | 1,000,000 Cycles | 1 (Unlimited) |  | Panel Mount, Front |  |  |  | -25°C ~ 55°C |  |  | Tray |  | Circular - 12.00mm Dia | [5 empty] | MMP0120 |  |  |  |  | Off-Mom |  |  | Screw Terminal |  | 36 V | 127 | https://www.unikeyic.com/media/datasheet/c0/9b/411c/c0/569cf101bcc2144cfc3e289d47139008.pdf | https://www.unikeyic.com/products/pushbutton-switches/mmp0120-ard67-s/33773913.html
MP0033 | bulgin | 1: 39.3385 5: 38.6361 10: 38.6361 20: 38.6361 | BulginPushbutton Switches, panel mount, Instantaneous operation, Panel opening diameter19.2mm, SPST |  |  |  | No Marking | Round, Button, Flush |  | SPST-NO |  | Silver |  |  | 1A (AC) |  |  | - | - |  |  |  | - | - | Environment Sealed | [10 empty] | - | 1 (Unlimited) |  | Panel Mount, Front |  |  |  | -20°C ~ 85°C |  |  | Tray |  | Circular - 19.20mm Dia | [5 empty] | - |  |  |  |  | Off-Mom |  |  | Screw Terminal | 50 V |  | 56 | https://www.unikeyic.com/media/datasheet/7b/c4/23da/7b/3e287769a56ec499e2e9f61bea0d98b9.pdf | https://www.unikeyic.com/products/pushbutton-switches/mp0033/30424708.html
MP0037/2 | bulgin | 10: 14.806 25: 14.531 50: 13.739 500: 12.023 | Bulgin silver button switch, panel mount, Instantaneous operation, Panel opening diameter19.2mm, No indicator light, SPST |  |  |  | No Marking | Round, Button | MP0037 | SPST-NO |  | Silver |  |  | 1A (AC/DC) |  |  | 30,000 Cycles | - |  |  |  | - | - | IP68 - Dust Tight, Waterproof | [10 empty] | 1,000,000 Cycles | Not Applicable |  | Panel Mount, Front |  |  |  | -20°C ~ 70°C |  |  | Tray |  | Circular - 19.20mm Dia |  |  | 1626069 |  |  | - |  |  |  |  | Off-Mom |  |  | Screw Terminal | 50 V | 50 V | 600 | https://www.unikeyic.com/media/datasheet/1f/48/331c/03/d6305e003b214c785e4c89aa32cf5ee3.pdf | https://www.unikeyic.com/products/pushbutton-switches/mp0037-2/1104085.html
MP0038/2 | bulgin | 1: 50.3438 5: 49.4448 10: 49.4448 20: 49.4448 | Bulgin silver button switch, panel mount, Instantaneous operation, Panel opening diameter25.8mm, No indicator light, SPST |  |  |  | No Marking | Round, Button | MP0038 | DPST-NO/NC |  | Silver |  |  | 5A (AC), 2A (DC) |  |  | 35,000 Cycles | - |  |  |  | - | - | IP66 - Dust Tight, Water Resistant | [10 empty] | 1,000,000 Cycles | Not Applicable |  | Panel Mount, Front |  |  |  | -20°C ~ 70°C |  |  | Tray |  | Circular - 25.80mm Dia |  |  | 1626063 |  |  | - |  |  |  |  | On-Mom, Off-Mom |  |  | Solder Lug | 250 V | 28 V | 3 | https://www.unikeyic.com/media/datasheet/1f/48/331c/03/d6305e003b214c785e4c89aa32cf5ee3.pdf | https://www.unikeyic.com/products/pushbutton-switches/mp0038-2/33524554.html
MP0045/1D1GN220S | bulgin | 1: 49.844 5: 48.954 10: 48.954 20: 48.954 | circular，short hair，PUSHBUTTON On-Mom DPDT circular-16.20(Dia) 200000Cycles 250V green 30000Cycles 3A(AC) welding mounting，panel mount 29.5mm(Length)*38.5mm(height) |  |  |  | No Marking | Round, Button, Flush | MP0045 | DPDT |  | Silver |  |  | 3A (AC) |  |  | 30,000 Cycles | Stainless Steel |  |  |  | LED, Green | 220 VDC | IP67 - Dust Tight, Waterproof | [10 empty] | 200,000 Cycles | 1 (Unlimited) |  | Panel Mount, Front |  |  |  | -20°C ~ 55°C |  |  | Bulk |  | Circular - 16.20mm Dia | [5 empty] | - |  |  |  |  | On-Mom |  |  | Solder Lug | 250 V |  | 20 | https://www.unikeyic.com/media/datasheet/ef/bb/b25f/ef/8556957f93036bec5e67b7273ba40737.pdf | https://www.unikeyic.com/products/pushbutton-switches/mp0045-1d1gn220s/30415468.html
MP0045/1E1GN012S | bulgin | 5: 32.131 13: 27.038 28: 25.432 58: 23.991 80: 20.471 200: 20.031 | circular，short hair，PUSHBUTTON On-On DPDT circular-16.20(Dia) 200000Cycles 250V green 30000Cycles 3A(AC) welding mounting，panel mount 29.5mm(Length) |  |  |  | No Marking | Round, Button, Flush | MP0045 | DPDT |  | Silver |  |  | 3A (AC) |  |  | 30,000 Cycles | Stainless Steel |  |  |  | LED, Green | 12 VDC | IP67 - Dust Tight, Waterproof | [10 empty] | 200,000 Cycles | 1 (Unlimited) |  | Panel Mount, Front |  |  |  | -20°C ~ 55°C |  |  | Bulk |  | Circular - 16.20mm Dia |  |  | 9648764 |  |  | - |  |  |  |  | On-On |  |  | Solder Lug | 250 V |  | 42 | https://www.unikeyic.com/media/datasheet/8f/de/f47d/8f/e8dc0180f630f911ae6147958dfa26fa.pdf | https://www.unikeyic.com/products/pushbutton-switches/mp0045-1e1gn012s/33878565.html
MP0045/1E2AM012 | bulgin | 1: 47.619 10: 40.338 25: 36.7308 40: 35.1648 120: 33.8256 | Flush Round Button On-On DPDT circular-16.20(Dia) 250V Amber 30000Cycles(Min) 3A welding mounting，panel mount |  |  |  | No Marking | Round, Button, Flush | MP0045 | DPDT |  | Silver |  |  | 3A (AC) |  |  | 30,000 Cycles | Stainless Steel |  |  |  | LED, Amber | 12 VDC | IP40 | [10 empty] | 200,000 Cycles | 1 (Unlimited) |  | Panel Mount, Front |  |  |  | -20°C ~ 55°C |  |  | Bulk |  | Circular - 16.20mm Dia | [5 empty] | - |  |  |  |  | On-On |  |  | Solder Lug | 250 V |  | 17 | https://www.unikeyic.com/media/datasheet/39/30/1953/39301953ea47c163041dda97e95f9f4e.pdf | https://www.unikeyic.com/products/pushbutton-switches/mp0045-1e2am012/213632.html
MP0045/1E2BL012 | bulgin | 6: 24.134 17: 20.834 35: 19.745 74: 18.777 80: 17.886 | Bulgin silver button switch, panel mount, Latching operation, Panel opening diameter16.2mm, With indicator light, DPDT |  |  |  | No Marking | Round, Button, Flush | MP0045 | DPDT |  | Silver |  |  | 3A (AC) |  |  | 30,000 Cycles | Stainless Steel |  |  |  | LED, Blue | 12 VDC | - | [10 empty] | 200,000 Cycles | 1 (Unlimited) |  | Panel Mount, Front |  |  |  | -20°C ~ 55°C |  |  | Bulk |  | Circular - 16.20mm Dia | [5 empty] | - |  |  |  |  | On-On |  |  | Solder Lug | 250 V |  | 60 | https://www.unikeyic.com/media/datasheet/1f/48/331c/e5/230f7962128f2b4229a1739186186f32.pdf | https://www.unikeyic.com/products/pushbutton-switches/mp0045-1e2bl012/1161755.html
MP0045/3D0NN000S | bulgin | 1: 27.7153 10: 26.2004 20: 25.8005 | circular，PUSHBUTTON On-Mom DPDT circular-16.20(Dia) 200000Cycles 250V 30000Cycles 3A(AC) welding mounting，panel mount 29.5mm(Length) |  |  |  | No Marking | Round, Button | MP0045 | DPDT |  | Silver |  |  | 3A (AC) |  |  | 30,000 Cycles | Stainless Steel |  |  |  | - | - | IP67 - Dust Tight, Waterproof | [10 empty] | 200,000 Cycles | 1 (Unlimited) |  | Panel Mount, Front |  |  |  | -20°C ~ 55°C |  |  | Bulk |  | Circular - 16.20mm Dia | [5 empty] | - |  |  |  |  | On-Mom |  |  | Solder Lug | 250 V |  | 26 | https://www.unikeyic.com/media/datasheet/8f/de/f47d/8f/e8dc0180f630f911ae6147958dfa26fa.pdf | https://www.unikeyic.com/products/pushbutton-switches/mp0045-3d0nn000s/75620.html
MPB04-2C33-S-D | Same Sky | 32: 3.52 98: 3.355 | Round Plunger On-Mom SPDT 28V 20000Cycles Through hole mounting 9.8mm(Length)*9.8mm(height) |  |  |  | No Marking | Round, Plunger |  | SPDT |  | White |  |  | 14mA (DC) |  |  | 20,000 Cycles | - |  |  |  | - | - | - | [10 empty] | 20,000 Cycles | Not Applicable |  | Through Hole |  |  |  | -25°C ~ 80°C |  |  | Bag |  | - | [5 empty] | MPB04 |  |  |  |  | On-Mom |  |  | PC Pin |  | 28 V | 159 | https://www.unikeyic.com/media/datasheet/88/53/8d5b/88538d5b7f9c71f7f5db862a33165a0e.pdf | https://www.unikeyic.com/products/pushbutton-switches/mpb04-2c33-s-d/871030129.html
MPE106D | knitter-switch | 1: 18.8911 10: 18.5912 50: 16.5921 100: 15.1928 | KNITTER-SWITCH Black micro button switch, panel mount, Latching operation, Panel opening diameter5.6mm, No indicator light, SPDT |  | Round Plunger | [8 empty] | - |  | MPE106D knitter-switch | - |  |  |  |  | - | [10 empty] | 250V | 30V | - |  |  | welding mounting, panel mount |  |  | -45℃~140℃ |  |  |  | SPDT |  | circular-6.1 |  |  |  |  | Compliant |  |  |  |  | SPDT | Alternate Contact | [6 empty] | 200 | https://www.unikeyic.com/media/datasheet/e4/b6/88ef/e4/80775dc8ed857e5b77e361151ceb2d90.pdf | https://www.unikeyic.com/products/pushbutton-switches/mpe106d/30206638.html
MPG106D | TE Connectivity | 8: 14.333 21: 12.628 41: 12.331 81: 12.045 100: 11.781 250: 10.571 1,000: 9.68 | TE ConnectivityPushbutton Switches, panel mount, Latching operation, Panel opening diameter6.35mm, No indicator light, SPDT |  |  |  | No Marking | Round, Button | MPG1 | SPDT |  | Black |  |  | 6A (AC), 4A (DC) |  |  | 50,000 Cycles | - |  |  |  | - | - | - | [10 empty] | - | 1 (Unlimited) |  | Panel Mount, Rear |  |  |  | -20°C ~ 80°C |  |  | Bulk |  | Circular - 11.80mm Dia |  |  | 525786 |  |  | MPG |  |  |  |  | On-On |  |  | Solder Lug | 125 V | 28 V | 103 | https://www.unikeyic.com/media/datasheet/9e/1e/c595/9e1ec5953b8999a54d85bbe0c70d598d.pdf | https://www.unikeyic.com/products/pushbutton-switches/mpg106d/33545338.html
MPI001/28/GN | bulgin | 2: 35.057 9: 34.199 19: 33.561 38: 32.923 50: 32.307 | circular，short hair，PUSHBUTTON Off-Mom SPST-NO circular-19.20(Dia) 750000Cycles 24V green 35000Cycles 50mA(DC) panel mount |  |  |  | No Marking | Round, Button, Flush | MPI001 | SPST-NO |  | Silver |  |  | 50mA (DC) |  |  | 35,000 Cycles | Stainless Steel |  |  |  | LED, Green | 3.5 VDC | IP66 - Dust Tight, Water Resistant | [10 empty] | 750,000 Cycles | Not Applicable |  | Panel Mount, Front |  |  |  | -30°C ~ 70°C |  |  | Tray |  | Circular - 19.20mm Dia | [5 empty] | - |  |  |  |  | Off-Mom |  |  | Quick Connect - 0.110" (2.8mm) |  | 24 V | 73 | https://www.unikeyic.com/media/datasheet/3c/3c/d896/3c/7578199927484cbc86c252a4d219f6b6.pdf | https://www.unikeyic.com/products/pushbutton-switches/mpi001-28-gn/30855539.html
MPI001/FL/BL/12 | bulgin | 2: 42.339 7: 41.558 14: 40.766 | circular，short hair，PUSHBUTTON Off-Mom SPST-NO circular-19.20(Dia) 750000Cycles 24V Blue 35000Cycles 50mA(DC) wire mounting，panel mount |  |  |  | No Marking | Round, Button, Flush | MPI001 | SPST-NO |  | Silver |  |  | 50mA (DC) |  |  | 35,000 Cycles | Stainless Steel |  |  |  | LED, Blue | 12 VDC | IP66 - Dust Tight, Water Resistant | [10 empty] | 750,000 Cycles | 1 (Unlimited) |  | Panel Mount, Front |  |  |  | -30°C ~ 70°C |  |  | Bulk |  | Circular - 19.20mm Dia |  |  | 3961976 |  |  | - |  |  |  |  | Off-Mom |  |  | Wire Leads |  | 24 V | 25 | https://www.unikeyic.com/media/datasheet/1f/48/331c/4c/023ed2dcc5d4ec54f067811c84c710fb.pdf | https://www.unikeyic.com/products/pushbutton-switches/mpi001-fl-bl-12/30580855.html
MPI002/FL/RD/24 | bulgin | 5: 32.912 13: 29.458 25: 28.919 50: 27.027 | Bulgin Silver Pushbutton Switch, Panel Mount, Momentary, 19.2mm Hole, Indicator, SPST |  |  |  | No Marking | Round, Button, Flush | MPI002 | SPST-NO |  | Silver |  |  | 50mA (DC) |  |  | 35,000 Cycles | Stainless Steel |  |  |  | LED, Red | 24 VDC | IP66 - Dust Tight, Water Resistant | [10 empty] | 750,000 Cycles | 1 (Unlimited) |  | Panel Mount, Front |  |  |  | -30°C ~ 70°C |  |  | Bulk |  | Circular - 19.20mm Dia |  |  | 3962055 |  |  | - |  |  |  |  | Off-Mom |  |  | Wire Leads |  | 24 V | 30 | https://www.unikeyic.com/media/datasheet/1f/48/331c/4c/023ed2dcc5d4ec54f067811c84c710fb.pdf | https://www.unikeyic.com/products/pushbutton-switches/mpi002-fl-rd-24/29491628.html
MPI002/TE/GN/12 | bulgin | 2: 37.895 9: 35.31 18: 34.661 36: 34.012 50: 33.363 | Bulgin silver button switch, panel mount, Instantaneous operation, Panel opening diameter19.2mm, With indicator light, SPST |  |  |  | No Marking | Round, Button, Flush | MPI002 | SPST-NO |  | Silver |  |  | 50mA (DC) |  |  | 35,000 Cycles | Stainless Steel |  |  |  | LED, Green | 12 VDC | IP66 - Dust Tight, Water Resistant | [10 empty] | 750,000 Cycles | 1 (Unlimited) |  | Panel Mount, Front |  |  |  | -30°C ~ 70°C |  |  | Bulk |  | Circular - 19.20mm Dia | [5 empty] | - |  |  |  |  | Off-Mom |  |  | Screw Terminal |  | 24 V | 360 | https://www.unikeyic.com/media/datasheet/f9/ed/e9c6/f9/ad04111e3f711bb3c50ff4bc0775f730.pdf | https://www.unikeyic.com/products/pushbutton-switches/mpi002-te-gn-12/29734107.html
MPI002/TERM/D4 | bulgin | 5: 30.426 14: 26.246 28: 24.893 50: 22.55 | Bulgin silver button switch, panel mount, Instantaneous operation, Panel opening diameter19.2mm, With indicator light, SPST |  |  |  | No Marking | Round, Button, Flush | MPI002 | SPST-NO |  | Silver |  |  | 50mA (DC) |  |  | 35,000 Cycles | Stainless Steel |  |  |  | LED, Blue/Red | 2.0, 3.6 VDC | IP66 - Dust Tight, Water Resistant | [10 empty] | 750,000 Cycles | 1 (Unlimited) |  | Panel Mount, Front |  |  |  | -30°C ~ 70°C |  |  | Bulk |  | Circular - 19.20mm Dia |  |  | 1980809 |  |  | - |  |  |  |  | Off-Mom |  |  | Screw Terminal |  | 24 V | 55 | https://www.unikeyic.com/media/datasheet/1f/48/331c/03/d6305e003b214c785e4c89aa32cf5ee3.pdf | https://www.unikeyic.com/products/pushbutton-switches/mpi002-term-d4/30513766.html
MPI002/TERM/D5 | bulgin | 1: 61.8922 5: 60.787 10: 60.787 20: 60.787 | Bulgin silver button switch, panel mount, Instantaneous operation, Panel opening diameter19.2mm, With indicator light, SPST |  | circular, short hair, PUSHBUTTON | [8 empty] | 50mA(DC) |  | MPI002/TERM/D5 bulgin | 35000Cycles |  |  |  |  | green, Blue | [10 empty] | - | 24V | 750000Cycles |  |  | threaded mounting, panel mount |  |  | -30℃~70℃ | [5 empty] | Circular -19.20 (Dia) |  |  |  |  | Compliant | bulk |  |  |  | SPST-NO | Off-Mom | [6 empty] | 1 | https://www.unikeyic.com/media/datasheet/1f/48/331c/03/d6305e003b214c785e4c89aa32cf5ee3.pdf | https://www.unikeyic.com/products/pushbutton-switches/mpi002-term-d5/210721.html
MPI005D28LARD12 | bulgin | 1: 66.5963 5: 65.4071 10: 65.4071 20: 65.4071 | Off-On，On-Off DPST-NO/NC circular-19.20(Dia) 24V 125V panel mount |  |  |  | No Marking | Round, Button, Flush | MPI005 | DPST-NO/NC |  | Silver |  |  | 5A (AC/DC) |  |  | 50,000 Cycles | - |  |  |  | LED, Red | 12 VAC | IP65 - Dust Tight, Water Resistant | [10 empty] | 1,000,000 Cycles | 1 (Unlimited) |  | Panel Mount, Front |  |  |  | -25°C ~ 55°C |  |  | Bulk |  | Circular - 19.20mm Dia | [5 empty] | MPI |  |  |  |  | On-Off, Off-On |  |  | Quick Connect - 0.110" (2.8mm) | 125 V | 24 V | 29 | https://www.unikeyic.com/media/pdf/EnvironmentalInformation/bulgin/10/a7/cdd9/mp0045-1d1gn012s/2025/12/RoHS.pdf | https://www.unikeyic.com/products/pushbutton-switches/mpi005d28lard12/1379744.html
MPI005DTELAGN12 | bulgin | 2: 37.609 8: 36.905 16: 36.201 32: 35.519 | DPST-NO/NC Switch, Off-On/On-Off, Round 19.20mm Dia, 24V/125V, Threaded Mount, Panel Mount |  |  |  | No Marking | Round, Button, Flush | MPI005 | DPST-NO/NC |  | Silver |  |  | 5A (AC/DC) |  |  | 50,000 Cycles | - |  |  |  | LED, Green | 12 VAC | IP65 - Dust Tight, Water Resistant | [10 empty] | 1,000,000 Cycles | 1 (Unlimited) |  | Panel Mount, Front |  |  |  | -25°C ~ 55°C |  |  | Bulk |  | Circular - 19.20mm Dia |  |  | 12353973 |  |  | MPI |  |  |  |  | On-Off, Off-On |  |  | Screw Terminal | 125 V | 24 V | 36 | https://www.unikeyic.com/media/datasheet/db/90/53d5/db9053d52400526d02e3c9fddc6c000e.pdf | https://www.unikeyic.com/products/pushbutton-switches/mpi005dtelagn12/33485382.html
MPI005DTELSWH12 | bulgin | 2: 37.609 8: 36.905 16: 36.201 32: 35.519 40: 34.815 | Off-On，On-Off DPST-NO/NC circular-19.20(Dia) 24V 125V threaded mounting，panel mount |  |  |  | No Marking | Round, Button, Flush | MPI005 | DPST-NO/NC |  | Silver |  |  | 5A (AC/DC) |  |  | 50,000 Cycles | - |  |  |  | LED, White | 12 VAC | IP65 - Dust Tight, Water Resistant | [10 empty] | 1,000,000 Cycles | 1 (Unlimited) |  | Panel Mount, Front |  |  |  | -25°C ~ 55°C |  |  | Bulk |  | Circular - 19.20mm Dia |  |  | 12353984 |  |  | MPI |  |  |  |  | On-Off, Off-On |  |  | Screw Terminal | 125 V | 24 V | 40 | https://www.unikeyic.com/media/pdf/EnvironmentalInformation/bulgin/10/a7/cdd9/mp0045-1d1gn012s/2025/12/RoHS.pdf | https://www.unikeyic.com/products/pushbutton-switches/mpi005dtelswh12/30175179.html
MPI005OTELSBL12 | bulgin | 1: 68.6496 5: 67.4237 10: 67.4237 20: 66.1978 | Off-On，On-Off DPST-NO/NC circular-19.20(Dia) 24V 125V threaded mounting，panel mount |  |  |  | No Marking | Round, Button, Flush | MPI005 | DPST-NO/NC |  | Silver |  |  | 5A (AC/DC) |  |  | 50,000 Cycles | - |  |  |  | LED, Blue | 12 VAC | IP65 - Dust Tight, Water Resistant | [10 empty] | 1,000,000 Cycles | 1 (Unlimited) |  | Panel Mount, Front |  |  |  | -25°C ~ 55°C |  |  | Bulk |  | Circular - 19.20mm Dia | [5 empty] | MPI |  |  |  |  | On-Off, Off-On |  |  | Screw Terminal | 125 V | 24 V | 3 | https://www.unikeyic.com/media/pdf/EnvironmentalInformation/bulgin/10/a7/cdd9/mp0045-1d1gn012s/2025/12/RoHS.pdf | https://www.unikeyic.com/products/pushbutton-switches/mpi005otelsbl12/29845674.html
MPI005P28LAAM12 | bulgin | 2: 41.261 8: 40.502 15: 39.732 29: 38.984 40: 38.214 | Off-On，On-Off DPST-NO/NC circular-19.20(Dia) 24V 125V panel mount |  |  |  | No Marking | Round, Button, Flush | MPI005 | DPST-NO/NC |  | Silver |  |  | 5A (AC/DC) |  |  | 50,000 Cycles | - |  |  |  | LED, Amber | 12 VAC | IP65 - Dust Tight, Water Resistant | [10 empty] | 1,000,000 Cycles | 1 (Unlimited) |  | Panel Mount, Front |  |  |  | -25°C ~ 55°C |  |  | Bulk |  | Circular - 19.20mm Dia |  |  | 12353941 |  |  | MPI |  |  |  |  | On-Off, Off-On |  |  | Quick Connect - 0.110" (2.8mm) | 125 V | 24 V | 40 | https://www.unikeyic.com/media/pdf/EnvironmentalInformation/bulgin/10/a7/cdd9/mp0045-1d1gn012s/2025/12/RoHS.pdf | https://www.unikeyic.com/products/pushbutton-switches/mpi005p28laam12/29554764.html
MPI005P28LARD12 | bulgin | 2: 41.261 8: 40.502 15: 39.732 29: 38.984 40: 38.214 | Off-On，On-Off DPST-NO/NC circular-19.20(Dia) 24V 125V panel mount |  |  |  | No Marking | Round, Button, Flush | MPI005 | DPST-NO/NC |  | Silver |  |  | 5A (AC/DC) |  |  | 50,000 Cycles | - |  |  |  | LED, Red | 12 VAC | IP65 - Dust Tight, Water Resistant | [10 empty] | 1,000,000 Cycles | 1 (Unlimited) |  | Panel Mount, Front |  |  |  | -25°C ~ 55°C |  |  | Bulk |  | Circular - 19.20mm Dia |  |  | 12353950 |  |  | MPI |  |  |  |  | On-Off, Off-On |  |  | Quick Connect - 0.110" (2.8mm) | 125 V | 24 V | 40 | https://www.unikeyic.com/media/pdf/EnvironmentalInformation/bulgin/10/a7/cdd9/mp0045-1d1gn012s/2025/12/RoHS.pdf | https://www.unikeyic.com/products/pushbutton-switches/mpi005p28lard12/1259030.html
MPI005P28LSRD12 | bulgin | 2: 41.261 8: 40.502 15: 39.732 29: 38.984 40: 38.214 | Off-On，On-Off DPST-NO/NC circular-19.20(Dia) 24V 125V panel mount |  |  |  | No Marking | Round, Button, Flush | MPI005 | DPST-NO/NC |  | Silver |  |  | 5A (AC/DC) |  |  | 50,000 Cycles | - |  |  |  | LED, Red | 12 VAC | IP65 - Dust Tight, Water Resistant | [10 empty] | 1,000,000 Cycles | 1 (Unlimited) |  | Panel Mount, Front |  |  |  | -25°C ~ 55°C |  |  | Bulk |  | Circular - 19.20mm Dia |  |  | 12353932 |  |  | MPI |  |  |  |  | On-Off, Off-On |  |  | Quick Connect - 0.110" (2.8mm) | 125 V | 24 V | 40 | https://www.unikeyic.com/media/datasheet/db/90/53d5/db9053d52400526d02e3c9fddc6c000e.pdf | https://www.unikeyic.com/products/pushbutton-switches/mpi005p28lsrd12/33870359.html
MPI005PTELAGN12 | bulgin | 1: 71.9783 10: 62.0827 25: 58.521 | Off-On，On-Off DPST-NO/NC circular-19.20(Dia) 24V 125V threaded mounting，panel mount |  |  |  | No Marking | Round, Button, Flush | MPI005 | DPST-NO/NC |  | Silver |  |  | 5A (AC/DC) |  |  | 50,000 Cycles | - |  |  |  | LED, Green | 12 VAC | IP65 - Dust Tight, Water Resistant | [10 empty] | 1,000,000 Cycles | 1 (Unlimited) |  | Panel Mount, Front |  |  |  | -25°C ~ 55°C |  |  | Bulk |  | Circular - 19.20mm Dia | [5 empty] | MPI |  |  |  |  | On-Off, Off-On |  |  | Screw Terminal | 125 V | 24 V | 19 | https://www.unikeyic.com/media/pdf/EnvironmentalInformation/bulgin/10/a7/cdd9/mp0045-1d1gn012s/2025/12/RoHS.pdf | https://www.unikeyic.com/products/pushbutton-switches/mpi005ptelagn12/11520274.html
MPI005PTELSGN12 | bulgin | 1: 81.2844 5: 79.8329 10: 79.8329 | Off-On，On-Off DPST-NO/NC circular-19.20(Dia) 24V 125V threaded mounting，panel mount |  |  |  | No Marking | Round, Button, Flush | MPI005 | DPST-NO/NC |  | Silver |  |  | 5A (AC/DC) |  |  | 50,000 Cycles | - |  |  |  | LED, Green | 12 VAC | IP65 - Dust Tight, Water Resistant | [10 empty] | 1,000,000 Cycles | 1 (Unlimited) |  | Panel Mount, Front |  |  |  | -25°C ~ 55°C |  |  | Bulk |  | Circular - 19.20mm Dia | [5 empty] | MPI |  |  |  |  | On-Off, Off-On |  |  | Screw Terminal | 125 V | 24 V | 27 | https://www.unikeyic.com/media/pdf/EnvironmentalInformation/bulgin/10/a7/cdd9/mp0045-1d1gn012s/2025/12/RoHS.pdf | https://www.unikeyic.com/products/pushbutton-switches/mpi005ptelsgn12/30025939.html
MPI005R28LSWH12 | bulgin | 1: 66.5963 5: 65.4071 10: 65.4071 20: 65.4071 | Off-On，On-Off DPST-NO/NC circular-19.20(Dia) 24V 125V panel mount |  |  |  | No Marking | Round, Button, Flush | MPI005 | DPST-NO/NC |  | Silver |  |  | 5A (AC/DC) |  |  | 50,000 Cycles | - |  |  |  | LED, White | 12 VAC | IP65 - Dust Tight, Water Resistant | [10 empty] | 1,000,000 Cycles | 1 (Unlimited) |  | Panel Mount, Front |  |  |  | -25°C ~ 55°C |  |  | Bulk |  | Circular - 19.20mm Dia |  |  | 12353948 |  |  | MPI |  |  |  |  | On-Off, Off-On |  |  | Quick Connect - 0.110" (2.8mm) | 125 V | 24 V | 26 | https://www.unikeyic.com/media/datasheet/db/90/53d5/db9053d52400526d02e3c9fddc6c000e.pdf | https://www.unikeyic.com/products/pushbutton-switches/mpi005r28lswh12/30647357.html
MPI005RTELSAM12 | bulgin | 2: 37.609 8: 36.905 16: 36.201 32: 35.519 40: 34.815 | BulginPushbutton Switches, panel mount, Latching operation, Panel opening diameter19.2mm, With indicator light, SPST |  |  |  | No Marking | Round, Button, Flush | MPI005 | DPST-NO/NC |  | Silver |  |  | 5A (AC/DC) |  |  | 50,000 Cycles | - |  |  |  | LED, Amber | 12 VAC | IP65 - Dust Tight, Water Resistant | [10 empty] | 1,000,000 Cycles | 1 (Unlimited) |  | Panel Mount, Front |  |  |  | -25°C ~ 55°C |  |  | Bulk |  | Circular - 19.20mm Dia |  |  | 12353925 |  |  | MPI |  |  |  |  | On-Off, Off-On |  |  | Screw Terminal | 125 V | 24 V | 40 | https://www.unikeyic.com/media/datasheet/db/90/53d5/db9053d52400526d02e3c9fddc6c000e.pdf | https://www.unikeyic.com/products/pushbutton-switches/mpi005rtelsam12/33961051.html
MPS-103F | TE Connectivity | 10: 12.067 25: 12.067 50: 11.792 100: 11.528 250: 11.275 1,000: 8.855 | Plunger On-Mom SPDT circular-6.4 50000Cycles 125V 25000Cycles 3A SPDT welding mounting，panel mount |  |  |  | No Marking | Plunger for Cap | MPS-103 | SPDT |  | - |  |  | 3A (AC) |  |  | 25,000 Cycles | Tactile/Audible Feedback |  |  |  | - | - | - | [10 empty] | - | 1 (Unlimited) |  | Panel Mount, Rear |  |  |  | -20°C ~ 80°C |  |  | Bulk |  | - |  |  | 2799060 |  |  | Blue |  |  |  |  | On-Mom |  |  | Solder Lug | 125 V |  | 223 | https://www.unikeyic.com/media/datasheet/e4/8a/6aac/e4/12205133c078ef37eb0b67f140d4ce85.pdf | https://www.unikeyic.com/products/pushbutton-switches/mps-103f/33800783.html
MW9Z-C1N | IDEC | 1: 16.8711 25: 16.2049 50: 15.5025 | Button Socket, Terminal socket, Used formw Series Switch |  | - | [8 empty] | - |  |  | - |  |  |  |  | - | [10 empty] | - | - | - |  |  | Bracket mounting, threaded mounting | [8 empty] | - | [9 empty] | - | - | [6 empty] | 2 | https://www.unikeyic.com/media/about_us/Unikey_ISO_9001_Certification.pdf | https://www.unikeyic.com/products/pushbutton-switches/mw9z-c1n/14972415.html
NDRZ50GR/RT | SCHMERSAL | 1: 77.538 | Schmersal emergency button, NDRseries, Opening diameter22mm, panel mount |  | - | [8 empty] | - |  | NDRZ50GR/RT SCHMERSAL | - |  |  |  |  | - | [8 empty] | 50mm*45mm*45mm |  | - | - | - |  |  | panel mount | [8 empty] | - | [9 empty] | - | - | [6 empty] | 19 | https://www.unikeyic.com/media/datasheet/57/2b/9753/57/5976d0e2cf150658f91b881796779f51.pdf | https://www.unikeyic.com/products/pushbutton-switches/ndrz50gr-rt/30762938.html
NMLBL | SCHMERSAL | 1: 32.9115 | Schmersal PUSHBUTTON, NMLBL series, Instantaneous, Opening diameter22.3mm |  | - | [8 empty] | - |  |  | - |  |  |  |  | - | [10 empty] | - | - | - | [11 empty] | - | [9 empty] | - | - | [6 empty] | 8 | https://www.unikeyic.com/media/about_us/Unikey_ISO_9001_Certification.pdf | https://www.unikeyic.com/products/pushbutton-switches/nmlbl/27588172.html
NP2-BA31 | CHINT | 1: 0.8447 10: 0.8175 |  |  | - | [8 empty] | - |  |  | - |  |  |  |  | - | [10 empty] | - | - | - | [11 empty] | - | [9 empty] | - | - | [7 empty] | https://www.unikeyic.com/media/about_us/Unikey_ISO_9001_Certification.pdf | https://www.unikeyic.com/products/pushbutton-switches/np2-ba31/722324682.html
NP2-BD25 | CHINT | 10: 1.5809 30: 1.4836 60: 1.4349 | 710342240400025 |  | - | [8 empty] | - |  |  | - |  |  |  |  | - | [10 empty] | - | - | - | [11 empty] | - | [9 empty] | - | - | [6 empty] | 600 | https://www.unikeyic.com/media/about_us/Unikey_ISO_9001_Certification.pdf | https://www.unikeyic.com/products/pushbutton-switches/np2-bd25/722301180.html
NP2-EA42 | CHINT | 20: 0.7586 60: 0.7119 100: 0.6886 | 710342231300042 |  | - | [8 empty] | - |  |  | - |  |  |  |  | - | [10 empty] | - | - | - | [11 empty] | - | [9 empty] | - | - | [6 empty] | 1200 | https://www.unikeyic.com/media/about_us/Unikey_ISO_9001_Certification.pdf | https://www.unikeyic.com/products/pushbutton-switches/np2-ea42/722332342.html
NP8S2P203QE | C&K | 1: 36.8047 10: 31.7502 40: 29.0398 80: 27.7689 120: 27.0503 280: 25.6056 | circular，PUSHBUTTON On-Mom SPDT circular-12.30(Dia) 1000000Cycles 32V 25000Cycles 5A(DC) SPDT welding mounting，panel mount 20.1mm*10.8mm*10.8mm |  |  |  | No Marking | Round, Button | NP8S2P | SPDT |  | Black |  |  | 5A (DC) |  |  | 25,000 Cycles | Epoxy Sealed Terminals |  |  |  | - | - | IP68 - Dust Tight, Waterproof | [10 empty] | 1,000,000 Cycles | 1 (Unlimited) |  | Panel Mount, Front |  |  |  | -40°C ~ 85°C |  |  | Bulk |  | Circular - 12.30mm Dia | [5 empty] | NP |  |  |  |  | On-Mom |  |  | Solder Lug |  | 32 V | 242 | https://www.unikeyic.com/media/datasheet/f6/48/5e51/f6485e517871d473428b9e8f3616c50e.pdf | https://www.unikeyic.com/products/pushbutton-switches/np8s2p203qe/29685533.html
NP8S2R2W4QE | C&K | 5: 26.147 100: 26.147 | circular，PUSHBUTTON On-Mom SPDT circular-12.30(Dia) 1000000Cycles 32V 25000Cycles 5A(DC) Plugins wire mounting，panel mount |  |  |  | No Marking | Round, Button | NP8S2R | SPDT |  | Black |  |  | 5A (DC) |  |  | 25,000 Cycles | Epoxy Sealed Terminals |  |  |  | - | - | IP68 - Dust Tight, Waterproof | [10 empty] | 1,000,000 Cycles | 1 (Unlimited) |  | Panel Mount, Rear |  |  |  | -40°C ~ 85°C |  |  | Bulk |  | Circular - 12.30mm Dia |  |  | 3754273 |  |  | NP |  |  |  |  | On-Mom |  |  | Wire Leads |  | 32 V | 18 | https://www.unikeyic.com/media/datasheet/aa/6b/4a81/aa/6a9cece345fe7539189938b494b58a1a.pdf | https://www.unikeyic.com/products/pushbutton-switches/np8s2r2w4qe/74480.html
NP8S2T2W4QE | C&K | 100: 25.7885 300: 25.3587 | On-Mom SPDT circular-12.30(Dia) 32V SPDT wire mounting，panel mount |  | - | [8 empty] | - |  | NP8S2T2W4QE C&K | - |  |  |  |  | - | [10 empty] | - | 32V | - |  |  | wire mounting, panel mount |  |  | -40℃~85℃ |  |  |  | SPDT |  | circular-12.30(Dia) |  |  |  |  | Compliant | bulk |  |  |  | SPDT | On-Mom | [6 empty] | 10000 | https://www.unikeyic.com/media/datasheet/f6/48/5e51/f6485e517871d473428b9e8f3616c50e.pdf | https://www.unikeyic.com/products/pushbutton-switches/np8s2t2w4qe/23616888.html
NX301AB1G | Amphenol | 1: 67.9212 | Off-Mom SPST-NO 28V 115V Solder Mount, Panel Mount |  |  |  | No Marking | Round, Plunger | NX301AB | SPST-NO |  | Gray |  |  | 10A (AC/DC) |  |  | - | - |  |  |  | - | - | Dust Proof | [10 empty] | 500,000 Cycles | 1 (Unlimited) |  | Panel Mount, Front |  |  |  | - |  |  | Bulk |  | - |  |  | 13149288 |  |  | NX |  |  |  |  | Off-Mom |  |  | Solder Lug | 115 V | 28 V | 3 | https://www.unikeyic.com/media/datasheet/97/d0/555e/1e/4676fb98b41baac30d1cddb726a2c916.pdf | https://www.unikeyic.com/products/pushbutton-switches/nx301ab1g/30401101.html
NX304GB1B-61 | Amphenol | 1: 77.058 10: 66.4654 25: 62.6504 50: 59.9052 100: 57.2749 | Off-Mom SPST-NO 28V 115V TH, Panel Mount |  |  |  | No Marking | Round, Plunger | NX304GB | SPST-NO |  | Black |  |  | 10A (AC/DC) |  |  | - | - |  |  |  | - | - | Dust Proof | [10 empty] | 500,000 Cycles | 1 (Unlimited) |  | Panel Mount, Front |  |  |  | - |  |  | Bulk |  | - |  |  | 9687756 |  |  | NX |  |  |  |  | Off-Mom |  |  | Solder Lug | 115 V | 28 V | 11 | https://www.unikeyic.com/media/datasheet/39/d9/83e6/39/60e7def6a88145b2fddb8d0527ffb704.pdf | https://www.unikeyic.com/products/pushbutton-switches/nx304gb1b-61/30773455.html
OB-13 | IDEC | 30: 2.4535 60: 2.4318 | Switch Access Mounting Hole Plug Push Button Switch |  | - | [8 empty] | - |  |  | - |  |  |  |  | - | [10 empty] | - | - | - |  |  | snap fit |  |  | -5℃~60℃ | [5 empty] | - | [9 empty] | - | - | [6 empty] | 148 | https://www.unikeyic.com/media/about_us/Unikey_ISO_9001_Certification.pdf | https://www.unikeyic.com/products/pushbutton-switches/ob-13/1386462.html
OC-31 | IDEC | 1: 8.8719 10: 8.0353 25: 7.7245 50: 7.4972 100: 7.2765 250: 6.9948 500: 6.7888 1,000: 6.5889 | Switch Access Boot Selector Switch | [7 empty] | Clear | [7 empty] | - | HW and TW Series |  |  |  |  | - | [11 empty] | Not Applicable | [5 empty] | -50°C ~ 60°C |  |  | Bulk |  |  |  |  | 8344894 |  |  | - | [10 empty] | 6 | https://www.unikeyic.com/media/datasheet/ea/d7/6cf1/ea/2e9794856eef545fc798d60940376321.pdf | https://www.unikeyic.com/products/pushbutton-switches/oc-31/34018156.html
P1-62122 | OTTO Engineering | 1: 21.308 | Plunger OFF - (ON) 25000Cycles 25000Cycles 10A Thread Mount, Bushing Mount, Panel Mount |  | Plunger | [8 empty] | 10A |  | P1-62122 OTTO Engineering | 25000Cycles |  |  |  |  | - | [10 empty] | - | - | 25000Cycles |  |  | threaded mounting, bushing mounting, panel mount | [8 empty] | - | [9 empty] | - | OFF - (ON) | [6 empty] | 50 | https://www.unikeyic.com/media/datasheet/5b/eb/cd70/41/4b447bd717891eaf73e4f04837bf0dd8.pdf | https://www.unikeyic.com/products/pushbutton-switches/p1-62122/33846374.html
P9-113128W | OTTO Engineering | 1: 22.9217 50: 16.3663 100: 15.8595 250: 15.4906 500: 15.1273 | Otto gray button switch, panel mount, Instantaneous operation, SPDT |  | Round | [8 empty] | 4A |  | P9-113128W OTTO Engineering | - |  |  |  |  | grey | [8 empty] | 18.79mm(height) |  | - | - | - |  |  | welding mounting, Through hole mounting |  |  | -55℃~85℃ | [5 empty] | - | [9 empty] | ON -(ON), SPDT | ON -(ON) | [6 empty] | 54 | https://www.unikeyic.com/media/datasheet/e0/bc/8b84/e0/05e6c18e198492e0209d32bcbeca67e0.pdf | https://www.unikeyic.com/products/pushbutton-switches/p9-113128w/30680494.html
P9-113194 | OTTO Engineering | 1: 20.1729 | Otto Yellow button switch, panel mount, Instantaneous operation, Panel opening diameter12mm, No indicator light, SPDT |  | button | [8 empty] | - |  | P9-113194 OTTO Engineering | - |  |  |  |  | yellow | [10 empty] | - | - | - |  |  | welding mounting, panel mount |  |  | -55℃~85℃ | [5 empty] | 12mm | [9 empty] | SPDT | - | [6 empty] | 10 | https://www.unikeyic.com/media/datasheet/a4/1b/3a6f/a4/c8dc0eff4a8c6364b3c994882bf6b085.pdf | https://www.unikeyic.com/products/pushbutton-switches/p9-113194/30297791.html
P9-213121W | OTTO Engineering | 1: 30.535 50: 21.7962 100: 21.1268 250: 20.7006 500: 20.1556 | Otto red button switch, panel mount, Instantaneous operation, No indicator light, SPDT |  | Raised Dome | [8 empty] | 4A |  | P9-213121W OTTO Engineering | 1000000Cycles |  |  |  |  | red | [8 empty] | 21.58mm(height) |  | - | 5V | - |  |  | welding mounting, panel mount |  |  | -55℃~85℃ | [5 empty] | Round-12.83 |  |  |  |  | Compliant |  |  |  |  | SPDT | Momentary Contact | [6 empty] | 76 | https://www.unikeyic.com/media/datasheet/e0/bc/8b84/e0/05e6c18e198492e0209d32bcbeca67e0.pdf | https://www.unikeyic.com/products/pushbutton-switches/p9-213121w/33641200.html
P9-213125W | OTTO Engineering | 1: 28.6549 50: 20.4534 100: 19.821 | Otto green button switch, panel mount, Instantaneous operation, No indicator light, SPDT |  | Round | [8 empty] | 4A |  | P9-213125W OTTO Engineering | - |  |  |  |  | green | [8 empty] | 21.58mm(height) |  | - | - | - |  |  | welding mounting, Through hole mounting |  |  | -55℃~85℃ | [5 empty] | - |  |  |  |  | Compliant |  |  |  |  | SPDT, ON -(ON) | ON -(ON) | [6 empty] | 35 | https://www.unikeyic.com/media/datasheet/e0/bc/8b84/e0/05e6c18e198492e0209d32bcbeca67e0.pdf | https://www.unikeyic.com/products/pushbutton-switches/p9-213125w/29901604.html
P9-613126W | OTTO Engineering | 1: 36.8342 10: 28.0108 25: 25.5077 100: 24.7427 200: 23.9996 | Otto blue button switch, panel mount, Instantaneous operation, No indicator light, SPDT |  | Raised round cover | [8 empty] | - |  | P9-613126W OTTO Engineering | - |  |  |  |  | Blue | [10 empty] | - | - | - |  |  | welding mounting, panel mount |  |  | -55℃~85℃ | [5 empty] | - | [9 empty] | SPDT | - | [6 empty] | 12 | https://www.unikeyic.com/media/datasheet/aa/fe/4fce/aa/fb5a916e891b6ccee92d2c24d9268638.pdf | https://www.unikeyic.com/products/pushbutton-switches/p9-613126w/523870.html
PA4C12C1100 | E-SWITCH | 10: 2.5463 25: 2.2814 50: 2.2814 100: 2.2407 250: 2.2407 500: 2.2 1,000: 2.2 | Off-On DPST rectangle-19.00x13.00 125V 10000Cycles snap-in mounting，snap fit，panel mount |  |  |  | No Marking | Rectangular, Button | PA4C12 | DPST |  | Black |  |  | 16A (AC) |  |  | 10,000 Cycles | - |  |  |  | - | - | - | [10 empty] | - | 1 (Unlimited) |  | Panel Mount, Snap-In |  |  |  | -20°C ~ 65°C |  |  | Bulk |  | Rectangular - 19.00mm x 13.00mm | [5 empty] | PA4, LAMB |  |  |  |  | Off-On |  |  | Quick Connect - 0.187" (4.7mm) | 125 V |  | 2762 | https://www.unikeyic.com/media/about_us/Unikey_ISO_9001_Certification.pdf | https://www.unikeyic.com/products/pushbutton-switches/pa4c12c1100/149074.html
PB-1B-DC-2-B | Switch Components | 1: 5.2272 10: 4.833 50: 4.5706 100: 4.4032 250: 4.1893 500: 3.8545 1,000: 3.5802 | Off-Mom SPST-NO circular-20.20(Dia) 28V snap-in mounting，snap fit，panel mount |  |  |  | No Marking | Round, Button | PB-1B-D | SPST-NO |  | Black |  |  | 10A (DC) |  |  | 6,000 Cycles | - |  |  |  | - | - | IP65 - Dust Tight, Water Resistant | [10 empty] | 10,000 Cycles | 1 (Unlimited) |  | Panel Mount, Snap-In |  |  |  | -25°C ~ 85°C |  |  | Bulk |  | Circular - 20.20mm Dia | [5 empty] | PB |  |  |  |  | Off-Mom |  |  | Quick Connect - 0.187" (4.7mm) |  | 28 V | 1367 | https://www.unikeyic.com/media/datasheet/b5/5c/7f77/b55c7f774f419a4297b267311e816a95.pdf | https://www.unikeyic.com/products/pushbutton-switches/pb-1b-dc-2-b/1513192.html
PB-1B-DC-2-RIL | Switch Components | 1: 7.8084 10: 7.2198 50: 6.8148 100: 6.588 250: 6.2413 500: 5.764 1,000: 5.346 | Off-Mom SPST-NO, Round 20.20mm Dia, 14V, Snap-In Mount, Panel Mount |  |  |  | No Marking | Round, Button | PB-1B-D | SPST-NO |  | Red |  |  | 20A (DC) |  |  | 6,000 Cycles | - |  |  |  | LED, Red | 12 VDC | IP65 - Dust Tight, Water Resistant | [10 empty] | 10,000 Cycles | 1 (Unlimited) |  | Panel Mount, Snap-In |  |  |  | -25°C ~ 85°C |  |  | Bulk |  | Circular - 20.20mm Dia |  |  | 11492658 |  |  | PB |  |  |  |  | Off-Mom |  |  | Quick Connect - 0.187" (4.7mm) |  | 14 V | 142 | https://www.unikeyic.com/media/datasheet/1b/86/c9c0/1b86c9c06247bec6913efa4efd7616a9.pdf | https://www.unikeyic.com/products/pushbutton-switches/pb-1b-dc-2-ril/32177434.html
PB22SE0K | Carlo Gavazzi | 1: 12.312 10: 10.773 | circular，PUSHBUTTON circular-22 | Carlo Gavazzi, PB |  |  |  | Pushbutton, Round | PB22SE | [11 empty] | Non-Illuminated | [15 empty] | Not Applicable | [8 empty] | Box |  | 22mm (Round) | Contact Block(s) |  | 9520246 |  |  | PB | [10 empty] | 20 | https://www.unikeyic.com/media/datasheet/88/4e/a8b2/88/94fff6601b85b6580ea51fda83ef1524.pdf | https://www.unikeyic.com/products/pushbutton-switches/pb22se0k/282891.html
PB6B2FM2M1CAL00Y500 | TE Connectivity | 25: 7.7338 50: 7.5943 100: 7.4577 250: 7.3235 500: 7.1917 | circular，PUSHBUTTON Off-Mom SPST-NO circular-13.60(Dia) 1000000Cycles 50V 125V 500000Cycles 125mA(AC)，200mA(DC) wire mounting，panel mount |  |  |  | No Marking | Round, Button | PB6B2 | SPST-NO |  | Black |  |  | 125mA (AC), 200mA (DC) |  |  | 500,000 Cycles | - |  |  |  | - | - | IP68 - Dust Tight, Waterproof | [10 empty] | 1,000,000 Cycles | 1 (Unlimited) |  | Panel Mount, Front |  |  |  | -30°C ~ 85°C |  |  | Bulk |  | Circular - 13.60mm Dia | [5 empty] | PB6 |  |  |  |  | Off-Mom |  |  | Wire Leads | 125 V | 50 V | 35 | https://www.unikeyic.com/media/datasheet/aa/29/0e70/aa/5fc3725fcc633248f6edcccc699c9ea2.pdf | https://www.unikeyic.com/products/pushbutton-switches/pb6b2fm2m1cal00y500/302425.html
PB6B2FM2M1CAL07Y500 | TE Connectivity | 25: 7.511 50: 7.1229 100: 6.98 250: 6.7707 500: 6.6351 | Round Button Off-Mom SPST-NO Round-13.60(Dia) 1000000Cycles 50V 125V Blue 500000Cycles 125mA(AC), 200mA(DC) Wire Mount, Panel Mount |  |  |  | No Marking | Round, Button | PB6B2 | SPST-NO |  | Black |  |  | 125mA (AC), 200mA (DC) |  |  | 500,000 Cycles | - |  |  |  | LED, Blue | - | IP68 - Dust Tight, Waterproof | [10 empty] | 1,000,000 Cycles | 1 (Unlimited) |  | Panel Mount, Front |  |  |  | -30°C ~ 85°C |  |  | Bulk |  | Circular - 13.60mm Dia |  |  | 8627399 |  |  | PB6 |  |  |  |  | Off-Mom |  |  | Wire Leads | 125 V | 50 V | 100 | https://www.unikeyic.com/media/datasheet/aa/29/0e70/aa/5fc3725fcc633248f6edcccc699c9ea2.pdf | https://www.unikeyic.com/products/pushbutton-switches/pb6b2fm2m1cal07y500/34095519.html
PB6B2FM3M1CAL00Y500 | TE Connectivity | 25: 9.1593 50: 8.6538 100: 8.1912 250: 7.6465 500: 7.2849 1,000: 6.9649 | circular，PUSHBUTTON Off-Mom SPST-NO circular-13.60(Dia) 1000000Cycles 50V 125V 500000Cycles 125mA(AC)，200mA(DC) wire mounting，panel mount |  |  |  | No Marking | Round, Button | PB6B2 | SPST-NO |  | Red |  |  | 125mA (AC), 200mA (DC) |  |  | 500,000 Cycles | - |  |  |  | - | - | IP68 - Dust Tight, Waterproof | [10 empty] | 1,000,000 Cycles | 1 (Unlimited) |  | Panel Mount, Front |  |  |  | -30°C ~ 85°C |  |  | Bulk |  | Circular - 13.60mm Dia |  |  | 8627361 |  |  | PB6 |  |  |  |  | Off-Mom |  |  | Wire Leads | 125 V | 50 V | 123 | https://www.unikeyic.com/media/datasheet/aa/29/0e70/aa/5fc3725fcc633248f6edcccc699c9ea2.pdf | https://www.unikeyic.com/products/pushbutton-switches/pb6b2fm3m1cal00y500/33648339.html
PB6B2FM3M1CAL01 | TE Connectivity | 50: 8.146 | circular，PUSHBUTTON Off-Mom SPST-NO circular-13.60(Dia) 1000000Cycles 50V 125V white 500000Cycles 125mA(AC)，200mA(DC) welding mounting，panel mount |  |  |  | No Marking | Round, Button | PB6B2 | SPST-NO |  | Red |  |  | 125mA (AC), 200mA (DC) |  |  | 500,000 Cycles | - |  |  |  | LED, White | - | IP68 - Dust Tight, Waterproof | [10 empty] | 1,000,000 Cycles | 1 (Unlimited) |  | Panel Mount, Front |  |  |  | -30°C ~ 85°C |  |  | Tray |  | Circular - 13.60mm Dia |  |  | 8627305 |  |  | PB6 |  |  |  |  | Off-Mom |  |  | Solder Lug | 125 V | 50 V | 51 | https://www.unikeyic.com/media/datasheet/aa/29/0e70/aa/5fc3725fcc633248f6edcccc699c9ea2.pdf | https://www.unikeyic.com/products/pushbutton-switches/pb6b2fm3m1cal01/33874476.html
PB6B2FM5M1CAL01S500 | TE Connectivity | 25: 7.9614 50: 7.8179 100: 7.6774 250: 7.5426 500: 7.404 | circular，PUSHBUTTON Off-Mom SPST-NO circular-13.60(Dia) 1000000Cycles 50V 125V white 500000Cycles 125mA(AC)，200mA(DC) wire mounting，panel mount |  |  |  | No Marking | Round, Button | PB6B2 | SPST-NO |  | Yellow |  |  | 125mA (AC), 200mA (DC) |  |  | 500,000 Cycles | - |  |  |  | LED, White | - | IP68 - Dust Tight, Waterproof | [10 empty] | 1,000,000 Cycles | 1 (Unlimited) |  | Panel Mount, Front |  |  |  | -30°C ~ 85°C |  |  | Bulk |  | Circular - 13.60mm Dia |  |  | 8627380 |  |  | PB6 |  |  |  |  | Off-Mom |  |  | Wire Leads | 125 V | 50 V | 74 | https://www.unikeyic.com/media/datasheet/aa/29/0e70/aa/5fc3725fcc633248f6edcccc699c9ea2.pdf | https://www.unikeyic.com/products/pushbutton-switches/pb6b2fm5m1cal01s500/950062.html
PB6B2FM5M1CAL06S500 | TE Connectivity | 25: 8.2686 50: 8.1194 100: 7.9741 250: 7.7328 500: 7.5817 | Round Button Off-Mom SPST-NO Round 13.60mm Dia 1000000Cycles 50V 125V Green 500000Cycles 125mA(AC) 200mA(DC) Wire Mount, Panel Mount |  |  |  | No Marking | Round, Button | PB6B2 | SPST-NO |  | Yellow |  |  | 125mA (AC), 200mA (DC) |  |  | 500,000 Cycles | - |  |  |  | LED, Green | - | IP68 - Dust Tight, Waterproof | [10 empty] | 1,000,000 Cycles | 1 (Unlimited) |  | Panel Mount, Front |  |  |  | -30°C ~ 85°C |  |  | Bulk |  | Circular - 13.60mm Dia |  |  | 8627383 |  |  | PB6 |  |  |  |  | Off-Mom |  |  | Wire Leads | 125 V | 50 V | 55 | https://www.unikeyic.com/media/datasheet/aa/29/0e70/aa/5fc3725fcc633248f6edcccc699c9ea2.pdf | https://www.unikeyic.com/products/pushbutton-switches/pb6b2fm5m1cal06s500/30181159.html
PB6B2FM5M4CAL00 | TE Connectivity | 50: 7.2621 100: 6.9457 250: 6.5475 500: 6.261 1,000: 5.9865 | circular，PUSHBUTTON Off-Mom SPST-NO circular-13.60(Dia) 1000000Cycles 50V 125V 500000Cycles 125mA(AC)，200mA(DC) panel mount |  |  |  | No Marking | Round, Button | PB6B2 | SPST-NO |  | Yellow |  |  | 125mA (AC), 200mA (DC) |  |  | 500,000 Cycles | - |  |  |  | - | - | IP68 - Dust Tight, Waterproof | [10 empty] | 1,000,000 Cycles | 1 (Unlimited) |  | Panel Mount, Front |  |  |  | -30°C ~ 85°C |  |  | Tray |  | Circular - 13.60mm Dia | [5 empty] | PB6 |  |  |  |  | Off-Mom |  |  | PC Pin | 125 V | 50 V | 72 | https://www.unikeyic.com/media/datasheet/aa/29/0e70/aa/5fc3725fcc633248f6edcccc699c9ea2.pdf | https://www.unikeyic.com/products/pushbutton-switches/pb6b2fm5m4cal00/29908646.html
PB6B2FM6M1CAL03S500 | TE Connectivity | 1: 6.9267 10: 6.4547 | Round Button Off-Mom SPST-NO Round-13.60(Dia) 1000000Cycles 50V 125V Red 500000Cycles 125mA AC 200mA DC Wire Mount, Panel Mount |  |  |  | No Marking | Round, Button | PB6B2 | SPST-NO |  | Green |  |  | 125mA (AC), 200mA (DC) |  |  | 500,000 Cycles | - |  |  |  | LED, Red | - | IP68 - Dust Tight, Waterproof | [10 empty] | 1,000,000 Cycles | 1 (Unlimited) |  | Panel Mount, Front |  |  |  | -30°C ~ 85°C |  |  | Bulk |  | Circular - 13.60mm Dia |  |  | 8627386 |  |  | PB6 |  |  |  |  | Off-Mom |  |  | Wire Leads | 125 V | 50 V | 13 | https://www.unikeyic.com/media/datasheet/aa/29/0e70/aa/5fc3725fcc633248f6edcccc699c9ea2.pdf | https://www.unikeyic.com/products/pushbutton-switches/pb6b2fm6m1cal03s500/29990318.html
PB6B2FM6M1CAL07S500 | TE Connectivity | 25: 5.093 55: 4.994 100: 4.719 | Round Button Switch, Off-Mom SPST-NO, 13.6mm Dia, 1M Cycles @50V/125V, Blue, 500k Cycles, 125mA AC/200mA DC, Wire Mount, Panel Mount |  |  |  | No Marking | Round, Button | PB6B2FM6 | SPST-NO |  | Green |  |  | 125mA (AC), 200mA (DC) |  |  | 500,000 Cycles | - |  |  |  | LED, Blue | - | IP68 - Dust Tight, Waterproof | [10 empty] | 1,000,000 Cycles | 1 (Unlimited) |  | Panel Mount, Front |  |  |  | -30°C ~ 85°C |  |  | Bulk |  | Circular - 13.60mm Dia |  |  | 8627389 |  |  | PB6 |  |  |  |  | Off-Mom |  |  | Wire Leads | 125 V | 50 V | 100 | https://www.unikeyic.com/media/datasheet/aa/29/0e70/aa/5fc3725fcc633248f6edcccc699c9ea2.pdf | https://www.unikeyic.com/products/pushbutton-switches/pb6b2fm6m1cal07s500/29874308.html
PB6B2HS3M1CAL00 | TE Connectivity | 50: 6.1668 100: 6.0557 250: 5.9467 500: 5.8403 | TE ConnectivityPushbutton Switches, panel mount, (open)-Off operation, No indicator light, SPST, No |  |  |  | No Marking | Round, Button | PB6B2 | SPST-NO |  | Red |  |  | 125mA (AC), 200mA (DC) |  |  | 500,000 Cycles | - |  |  |  | - | - | IP68 - Dust Tight, Waterproof | [10 empty] | 1,000,000 Cycles | 1 (Unlimited) |  | Panel Mount, Front |  |  |  | -30°C ~ 85°C |  |  | Tray |  | Circular - 13.60mm Dia |  |  | 8627226 |  |  | PB6 |  |  |  |  | Off-Mom |  |  | Solder Lug | 125 V | 50 V | 81 | https://www.unikeyic.com/media/datasheet/aa/29/0e70/aa/5fc3725fcc633248f6edcccc699c9ea2.pdf | https://www.unikeyic.com/products/pushbutton-switches/pb6b2hs3m1cal00/29581625.html
PB6B2HS3M4CAL00 | TE Connectivity | 100: 5.2509 1,000: 4.7797 2,000: 4.33 | TE ConnectivityPushbutton Switches, panel mount, (open)-Off operation, No indicator light, SPST, No |  |  |  | No Marking | Round, Button | PB6B2 | SPST-NO |  | Red |  |  | 125mA (AC), 200mA (DC) |  |  | 500,000 Cycles | - |  |  |  | - | - | IP68 - Dust Tight, Waterproof | [10 empty] | 1,000,000 Cycles | 1 (Unlimited) |  | Panel Mount, Front |  |  |  | -30°C ~ 85°C |  |  | Tray |  | Circular - 13.60mm Dia | [5 empty] | PB6 |  |  |  |  | Off-Mom |  |  | PC Pin | 125 V | 50 V | 1000 | https://www.unikeyic.com/media/datasheet/aa/29/0e70/aa/5fc3725fcc633248f6edcccc699c9ea2.pdf | https://www.unikeyic.com/products/pushbutton-switches/pb6b2hs3m4cal00/34103774.html
PB6B2HS6M1CAL00S500 | TE Connectivity | 1: 10.148 10: 9.5233 | TE Connectivity Pushbutton Switch, Panel Mount, On-Off, No Indicator, SPST, NO |  |  |  | No Marking | Round, Button | PB6B2 | SPST-NO |  | Green |  |  | 125mA (AC), 200mA (DC) |  |  | 500,000 Cycles | - |  |  |  | - | - | IP68 - Dust Tight, Waterproof | [10 empty] | 1,000,000 Cycles | 1 (Unlimited) |  | Panel Mount, Front |  |  |  | -30°C ~ 85°C |  |  | Bulk |  | Circular - 13.60mm Dia | [5 empty] | PB6 |  |  |  |  | Off-Mom |  |  | Wire Leads | 125 V | 50 V | 3 | https://www.unikeyic.com/media/datasheet/aa/29/0e70/aa/5fc3725fcc633248f6edcccc699c9ea2.pdf | https://www.unikeyic.com/products/pushbutton-switches/pb6b2hs6m1cal00s500/33536318.html
PB6B2HS6M3CAL00 | TE Connectivity | 50: 6.2841 100: 6.1707 250: 6.0598 500: 5.9505 | TE Connectivity Pushbutton Switch, Panel Mount, On-Off, No Indicator, SPST, NO |  |  |  | No Marking | Round, Button | PB6B2 | SPST-NO |  | Green |  |  | 125mA (AC), 200mA (DC) |  |  | 500,000 Cycles | - |  |  |  | - | - | IP68 - Dust Tight, Waterproof | [10 empty] | 1,000,000 Cycles | 1 (Unlimited) |  | Panel Mount, Front |  |  |  | -30°C ~ 85°C |  |  | Tray |  | Circular - 13.60mm Dia | [5 empty] | PB6 |  |  |  |  | Off-Mom |  |  | Solder Lug | 125 V | 50 V | 110 | https://www.unikeyic.com/media/datasheet/aa/29/0e70/aa/5fc3725fcc633248f6edcccc699c9ea2.pdf | https://www.unikeyic.com/products/pushbutton-switches/pb6b2hs6m3cal00/225271.html
PB6B2RS2M2CAL00 | TE Connectivity | 50: 5.7001 100: 5.5974 250: 5.4857 500: 5.3224 | Round Pushbutton Switch, Off-Mom SPST-NO, 13.6mm Dia, 1M Cycles @ 50V AC, 500k Cycles @ 125V DC, 125mA AC, 200mA DC, Through-Hole, Panel Mount |  |  |  | No Marking | Round, Button, Domed | PB6B2 | SPST-NO |  | Black |  |  | 125mA (AC), 200mA (DC) |  |  | 500,000 Cycles | - |  |  |  | - | - | IP68 - Dust Tight, Waterproof | [10 empty] | 1,000,000 Cycles | 1 (Unlimited) |  | Panel Mount, Front |  |  |  | -30°C ~ 85°C |  |  | Tray |  | Circular - 13.60mm Dia |  |  | 8627251 |  |  | PB6 |  |  |  |  | Off-Mom |  |  | Solder Lug | 125 V | 50 V | 83 | https://www.unikeyic.com/media/datasheet/aa/29/0e70/aa/5fc3725fcc633248f6edcccc699c9ea2.pdf | https://www.unikeyic.com/products/pushbutton-switches/pb6b2rs2m2cal00/277318.html
PB6B2RS3M4CAL00 | TE Connectivity | 1: 10.4846 | TE Connectivity Pushbutton Switch, Panel Mount, On-Off, No Indicator, SPST, Normally Open |  |  |  | No Marking | Round, Button, Domed | PB6B2 | SPST-NO |  | Red |  |  | 125mA (AC), 200mA (DC) |  |  | 500,000 Cycles | - |  |  |  | - | - | IP68 - Dust Tight, Waterproof | [10 empty] | 1,000,000 Cycles | 1 (Unlimited) |  | Panel Mount, Front |  |  |  | -30°C ~ 85°C |  |  | Tray |  | Circular - 13.60mm Dia |  |  | 8627262 |  |  | PB6 |  |  |  |  | Off-Mom |  |  | PC Pin | 125 V | 50 V | 6 | https://www.unikeyic.com/media/datasheet/aa/29/0e70/aa/5fc3725fcc633248f6edcccc699c9ea2.pdf | https://www.unikeyic.com/products/pushbutton-switches/pb6b2rs3m4cal00/34053678.html
PB6B2RS6M1CAL00 | TE Connectivity | 1: 7.1903 10: 6.9216 25: 6.7841 | Round Pushbutton Switch, Off-Mom SPST-NO, 13.6mm Dia, 1M Cycles @ 50V AC, 500k Cycles @ 125V DC, 125mA AC, 200mA DC, Through-Hole, Panel Mount |  |  |  | No Marking | Round, Button, Domed | PB6B2 | SPST-NO |  | Green |  |  | 125mA (AC), 200mA (DC) |  |  | 500,000 Cycles | - |  |  |  | - | - | IP68 - Dust Tight, Waterproof | [10 empty] | 1,000,000 Cycles | 1 (Unlimited) |  | Panel Mount, Front |  |  |  | -30°C ~ 85°C |  |  | Tray |  | Circular - 13.60mm Dia |  |  | 8627249 |  |  | PB6 |  |  |  |  | Off-Mom |  |  | Solder Lug | 125 V | 50 V | 1 | https://www.unikeyic.com/media/datasheet/aa/29/0e70/aa/5fc3725fcc633248f6edcccc699c9ea2.pdf | https://www.unikeyic.com/products/pushbutton-switches/pb6b2rs6m1cal00/30632021.html
PB6B2RS7M1CAL00Y500 | TE Connectivity | 25: 9.1643 50: 8.6586 100: 8.1957 250: 7.6507 500: 7.2889 1,000: 6.9687 | round head，circular，PUSHBUTTON Off-Mom SPST-NO circular-13.60(Dia) 1000000Cycles 50V 125V 500000Cycles 125mA(AC)，200mA(DC) wire mounting，panel mount |  |  |  | No Marking | Round, Button, Domed | PB6B2 | SPST-NO |  | Blue |  |  | 125mA (AC), 200mA (DC) |  |  | 500,000 Cycles | - |  |  |  | - | - | IP68 - Dust Tight, Waterproof | [10 empty] | 1,000,000 Cycles | 1 (Unlimited) |  | Panel Mount, Front |  |  |  | -30°C ~ 85°C |  |  | Bulk |  | Circular - 13.60mm Dia |  |  | 8627354 |  |  | PB6 |  |  |  |  | Off-Mom |  |  | Wire Leads | 125 V | 50 V | 89 | https://www.unikeyic.com/media/datasheet/aa/29/0e70/aa/5fc3725fcc633248f6edcccc699c9ea2.pdf | https://www.unikeyic.com/products/pushbutton-switches/pb6b2rs7m1cal00y500/33850047.html
PB7B2HS6M1CAL00Y500 | TE Connectivity | 25: 9.1643 50: 8.6586 100: 8.1957 250: 7.6507 500: 7.2889 1,000: 6.9687 | TE ConnectivityPushbutton Switches, panel mount, shut-(shut)operate, No indicator light, SPST, NC |  |  |  | No Marking | Round, Button | PB7B2 | SPST-NC |  | Green |  |  | 125mA (AC), 200mA (DC) |  |  | 500,000 Cycles | - |  |  |  | - | - | IP68 - Dust Tight, Waterproof | [10 empty] | 1,000,000 Cycles | 1 (Unlimited) |  | Panel Mount, Front |  |  |  | -30°C ~ 85°C |  |  | Bulk |  | Circular - 13.60mm Dia |  |  | 8627348 |  |  | PB7 |  |  |  |  | On-Mom |  |  | Wire Leads | 125 V | 50 V | 45 | https://www.unikeyic.com/media/datasheet/aa/29/0e70/aa/5fc3725fcc633248f6edcccc699c9ea2.pdf | https://www.unikeyic.com/products/pushbutton-switches/pb7b2hs6m1cal00y500/29740581.html
PB7B2RS2M1CAL00 | TE Connectivity | 100: 5.2509 1,000: 4.7797 2,000: 4.33 | TE ConnectivityPushbutton Switches, panel mount, shut-(shut)operate, No indicator light, SPST, NC |  |  |  | No Marking | Round, Button, Domed | PB7B2 | SPST-NC |  | Black |  |  | 125mA (AC), 200mA (DC) |  |  | 500,000 Cycles | - |  |  |  | - | - | IP68 - Dust Tight, Waterproof | [10 empty] | 1,000,000 Cycles | 1 (Unlimited) |  | Panel Mount, Front |  |  |  | -30°C ~ 85°C |  |  | Tray |  | Circular - 13.60mm Dia |  |  | 8627266 |  |  | PB7 |  |  |  |  | On-Mom |  |  | Solder Lug | 125 V | 50 V | 1000 | https://www.unikeyic.com/media/datasheet/aa/29/0e70/aa/5fc3725fcc633248f6edcccc699c9ea2.pdf | https://www.unikeyic.com/products/pushbutton-switches/pb7b2rs2m1cal00/30450289.html
PB7B2RS5M1CAL00Y500 | TE Connectivity | 25: 7.568 50: 6.611 100: 6.149 1,000: 5.753 2,000: 5.357 5,000: 4.972 | round head，circular，PUSHBUTTON On-Mom SPST-NC circular-13.60(Dia) 1000000Cycles 50V 125V 500000Cycles 125mA(AC)，200mA(DC) wire mounting，panel mount |  |  |  | No Marking | Round, Button, Domed | PB7B2 | SPST-NC |  | Yellow |  |  | 125mA (AC), 200mA (DC) |  |  | 500,000 Cycles | - |  |  |  | - | - | IP68 - Dust Tight, Waterproof | [10 empty] | 1,000,000 Cycles | 1 (Unlimited) |  | Panel Mount, Front |  |  |  | -30°C ~ 85°C |  |  | Bulk |  | Circular - 13.60mm Dia | [5 empty] | PB7 |  |  |  |  | On-Mom |  |  | Wire Leads | 125 V | 50 V | 77 | https://www.unikeyic.com/media/datasheet/aa/29/0e70/aa/5fc3725fcc633248f6edcccc699c9ea2.pdf | https://www.unikeyic.com/products/pushbutton-switches/pb7b2rs5m1cal00y500/30886906.html
PBARZACB237E0S | APEM | 2: 93.291 5: 88.847 17: 84.81 41: 81.114 | Pulse SPST 24V 24V wire mounting，panel mount |  | - | [8 empty] | - |  |  | - |  |  |  |  | - | [10 empty] | 24V | 24V | - |  |  | wire mounting, panel mount |  |  | -40℃~75℃ | [5 empty] | - | [9 empty] | SPST | Pulse | [6 empty] | 48 | https://www.unikeyic.com/media/about_us/Unikey_ISO_9001_Certification.pdf | https://www.unikeyic.com/products/pushbutton-switches/pbarzacb237e0s/33740483.html
PBAT5AF0000 | APEM | 1: 35.5104 50: 34.0934 250: 32.6642 | APEM Piezo Switch, IP68 TH Term SPST Momentary Pulse 200mA @ 24V DC |  | Round Button | [8 empty] | - |  | PBAT5AF0000 APEM | 50000000Cycles |  |  |  |  | - | [8 empty] | 10mm(height) |  | 24V | 24V | - |  |  | wire mounting, panel mount |  |  | -40℃~75℃ | [5 empty] | 16mm | [9 empty] | SPST | Pulse | [6 empty] | 17 | https://www.unikeyic.com/media/datasheet/06/6f/73f4/06/7bceec564a77e599de1410221e3375dc.pdf | https://www.unikeyic.com/products/pushbutton-switches/pbat5af0000/33742533.html
PBES22L01M3R | TE Connectivity | 1: 21.8017 5: 20.3483 10: 19.9849 20: 19.9849 50: 19.9849 | Maintenance 1 NC，Maintenance panel mount 56mm(Length)*40mm(width) |  | - | [8 empty] | - |  |  | - |  |  |  |  | - | [8 empty] | 56mm(Length)*40mm(width) |  | - | - | - |  |  | panel mount | [8 empty] | - | [9 empty] | 1 NC, Maintenance | Maintenance | [6 empty] | 24 | https://www.unikeyic.com/media/about_us/Unikey_ISO_9001_Certification.pdf | https://www.unikeyic.com/products/pushbutton-switches/pbes22l01m3r/692425822.html
PBES22L103R | TE Connectivity | 1: 22.1276 5: 20.6525 10: 20.2837 20: 20.2837 50: 20.2837 | Maintenance 1 NO (Normally Open)，Maintenance panel mount 56mm(Length)*40mm(width) |  | - | [8 empty] | - |  |  | - |  |  |  |  | - | [8 empty] | 56mm(Length)*40mm(width) |  | - | - | - |  |  | panel mount | [8 empty] | - | [9 empty] | 1 NO (Normally Open), Maintenance | Maintenance | [6 empty] | 48 | https://www.unikeyic.com/media/about_us/Unikey_ISO_9001_Certification.pdf | https://www.unikeyic.com/products/pushbutton-switches/pbes22l103r/692425804.html
PBES22N10R | TE Connectivity | 1: 14.162 5: 12.6892 10: 12.6892 25: 12.4626 50: 12.4626 100: 12.236 250: 12.236 | SPST 1 No panel mount |  | - | [8 empty] | - |  |  | - |  |  |  |  | - | [10 empty] | - | - | - |  |  | panel mount | [8 empty] | - | [9 empty] | 1 No | SPST | [6 empty] | 47 | https://www.unikeyic.com/media/about_us/Unikey_ISO_9001_Certification.pdf | https://www.unikeyic.com/products/pushbutton-switches/pbes22n10r/692423657.html
PBH4UEESNPNAGV | E-SWITCH | 1: 3.186 10: 2.7551 25: 2.5989 50: 2.4862 208: 2.2688 416: 2.1699 624: 2.114 1,040: 2.0455 | Cap, Open-Open, 4PDT, 30000Cycles, 10000Cycles, 100mA(DC), TH |  |  |  | No Marking | Plunger for Cap | PBH4 | 4PDT |  | White |  |  | 100mA (DC) |  |  | 10,000 Cycles | - |  |  |  | - | - | - | [10 empty] | 30,000 Cycles | 1 (Unlimited) |  | Through Hole, Right Angle |  |  |  | -20°C ~ 70°C |  |  | Bulk |  | - |  |  | 4028641 |  |  | PBH |  |  |  |  | On-On |  |  | PC Pin |  | 30 V | 679 | https://www.unikeyic.com/media/datasheet/5c/ed/d8a9/5f/64cefd553af723923b0c44320c9e0f98.pdf | https://www.unikeyic.com/products/pushbutton-switches/pbh4ueesnpnagv/126221.html
PBS-001B-3 | Lumberg | 1: 7.1776 10: 6.8091 50: 6.4069 100: 6.2616 250: 6.1283 | Lumberg red button switch, panel mount, Instantaneous operation, Panel opening diameter12mm, No indicator light, SPST |  | button | [8 empty] | - |  | PBS-001B-3 Lumberg | - |  |  |  |  | - | [10 empty] | - | - | - |  |  | welding mounting, panel mount |  |  | -20℃~120℃ | [5 empty] | 12mm | [9 empty] | SPST, open - shut | open - shut | [6 empty] | 2 | https://www.unikeyic.com/media/datasheet/82/57/3de7/82/e4f8d08d03200d28a12c95c33683888b.pdf | https://www.unikeyic.com/products/pushbutton-switches/pbs-001b-3/131226.html
PE2-11211 | OTTO Engineering | 1: 439.0176 10: 410.2296 50: 403.613 | Pushbutton Switches Momentary Action 5A SPST-DB, SPST-DB |  | - | [8 empty] | - |  |  | - |  |  |  |  | - | [10 empty] | - | - | - | [11 empty] | - | [9 empty] | - | - | [6 empty] | 6 | https://www.unikeyic.com/media/about_us/Unikey_ISO_9001_Certification.pdf | https://www.unikeyic.com/products/pushbutton-switches/pe2-11211/714298.html
PE2-31221 | OTTO Engineering | 1: 185.878 |  |  | - | [8 empty] | - |  |  | - |  |  |  |  | - | [10 empty] | - | - | - | [11 empty] | - | [9 empty] | - | - | [6 empty] | 5 | https://www.unikeyic.com/media/about_us/Unikey_ISO_9001_Certification.pdf | https://www.unikeyic.com/products/pushbutton-switches/pe2-31221/30813192.html
PMS9P1B05M6RE | TE Connectivity | 100: 4.1912 300: 3.9052 500: 3.7787 1,000: 3.6133 | circular，Plunger Off-Mom SPST-NO circular-4.95(Dia) 50000Cycles 20V 20V panel mount |  |  |  | No Marking | Round, Plunger | PMS9P1 | SPST-NO |  | Black |  |  | 0.4VA (AC/DC) |  |  | - | Sealed |  |  |  | - | - | - | [10 empty] | 50,000 Cycles | 1 (Unlimited) |  | Panel Mount, Right Angle, Rear |  |  |  | -30°C ~ 85°C |  |  | Bulk |  | Circular - 4.95mm Dia |  |  | 5125699 |  |  | - |  |  |  |  | Off-Mom |  |  | PC Pin | 20 V | 20 V | 600 | https://www.unikeyic.com/media/datasheet/dd/af/8fe7/dd/82fe27cf2681deb4205f143f3565e8e4.pdf | https://www.unikeyic.com/products/pushbutton-switches/pms9p1b05m6re/29892002.html
PNP3N0T2Y03QE | C&K | 40: 17.503 80: 16.7385 120: 16.3061 280: 15.4369 520: 14.83 | Cap shut-Instantaneous SPST-NO circular-diameter12.30 1000000Cycles 25000Cycles 5A(DC) panel mount |  |  |  | No Marking | Plunger for Cap | PNP3N | SPST-NO |  | - |  |  | 5A (DC) |  |  | 25,000 Cycles | Epoxy Sealed Terminals |  |  |  | - | - | IP68 - Dust Tight, Waterproof | [10 empty] | 1,000,000 Cycles | 1 (Unlimited) |  | Panel Mount, Front |  |  |  | -40°C ~ 85°C |  |  | Tray |  | Circular - 12.30mm Dia | [5 empty] | PNP |  |  |  |  | Off-Mom |  |  | Solder Lug |  | 32 V | 97 | https://www.unikeyic.com/media/datasheet/74/d7/f5bc/cc/9353cdf4e446f6b37888ade3a4574f40.pdf | https://www.unikeyic.com/products/pushbutton-switches/pnp3n0t2y03qe/30844581.html
PNP8N0D2Y03QE | C&K | 10: 9.812 30: 9.636 60: 9.449 | Cap Off-Mom SPST-NO circular-12.30(Dia) 1000000Cycles 32V 25000Cycles 5A(DC) welding mounting，panel mount |  |  |  | No Marking | Plunger for Cap | PNP8N | SPST-NO |  | - |  |  | 5A (DC) |  |  | 25,000 Cycles | Epoxy Sealed Terminals |  |  |  | - | - | IP68 - Dust Tight, Waterproof | [10 empty] | 1,000,000 Cycles | 1 (Unlimited) |  | Panel Mount, Front |  |  |  | -40°C ~ 85°C |  |  | Tray |  | Circular - 12.30mm Dia | [5 empty] | PNP |  |  |  |  | Off-Mom |  |  | Solder Lug |  | 32 V | 67 | https://www.unikeyic.com/media/datasheet/74/d7/f5bc/cc/9353cdf4e446f6b37888ade3a4574f40.pdf | https://www.unikeyic.com/products/pushbutton-switches/pnp8n0d2y03qe/477835.html
PNP8S3T2C03QE | C&K | 5: 11.792 24: 11.572 47: 11.352 94: 11.132 120: 10.923 | circular，PUSHBUTTON On-Mom SPDT circular-12.30(Dia) 1000000Cycles 32V 25000Cycles 5A(DC) SPDT welding mounting，panel mount 22.95mm(height) |  |  |  | No Marking | Round, Button | PNP8S | SPDT |  | Red |  |  | 5A (DC) |  |  | 25,000 Cycles | Epoxy Sealed Terminals |  |  |  | - | - | IP68 - Dust Tight, Waterproof | [10 empty] | 1,000,000 Cycles | 1 (Unlimited) |  | Panel Mount, Front |  |  |  | -40°C ~ 85°C |  |  | Tray |  | Circular - 12.30mm Dia | [5 empty] | PNP |  |  |  |  | On-Mom |  |  | Solder Lug |  | 32 V | 485 | https://www.unikeyic.com/media/datasheet/74/d7/f5bc/cc/9353cdf4e446f6b37888ade3a4574f40.pdf | https://www.unikeyic.com/products/pushbutton-switches/pnp8s3t2c03qe/29644751.html
PR144C1900 | E-SWITCH | 1: 2.5851 10: 2.4856 25: 2.2271 50: 2.2271 100: 2.2271 | Round Button Off-Mom SPST-NO circular-25.00(Dia) 125V 10000Cycles 16A snap-in mounting，snap fit，panel mount |  |  |  | No Marking | Round, Button | PR144 | SPST-NO |  | Red |  |  | 16A (AC) |  |  | 10,000 Cycles | - |  |  |  | - | - | - | [10 empty] | - | 1 (Unlimited) |  | Panel Mount, Snap-In |  |  |  | -20°C ~ 105°C |  |  | Bulk |  | Circular - 25.00mm Dia | [5 empty] | PR1, LAMB |  |  |  |  | Off-Mom |  |  | Quick Connect - 0.250" (6.3mm) | 125 V |  | 2910 | https://www.unikeyic.com/media/datasheet/4d/c0/bbd7/4d/d9d62697e286bf314af111a9a4b87e9a.pdf | https://www.unikeyic.com/products/pushbutton-switches/pr144c1900/33739051.html
PS-5824SSA-2PL | G-Switch | 1,000: 0.1408 2,000: 0.1385 3,000: 0.135 4,000: 0.1326 5,000: 0.1303 | encapsulation：bag Double Spring Flat Head5.8Self-locking Switch；Pitch8.6mm；stroke1.0mm；180gf；2pin |  | - | [8 empty] | - |  | PS-5824SSA-2PL G-Switch | - |  |  |  |  | - | [10 empty] | - | - | - | [9 empty] | SMD |  | - | [9 empty] | - | - | [6 empty] | 10000 | https://www.unikeyic.com/media/datasheet/3f/a2/accc/3fa2acccc8c594541681d081a76591a1.pdf | https://www.unikeyic.com/products/pushbutton-switches/ps-5824ssa-2pl/691776024.html
PS-5824SSB-2PL | G-Switch |  | encapsulation：bag Double Spring Flat Head5.8Self-locking Switch；Pitch8.6mm；stroke1.0mm；250gf；2pin |  | - | [8 empty] | - |  | PS-5824SSB-2PL G-Switch | - |  |  |  |  | - | [10 empty] | - | - | - | [9 empty] | SMD |  | - | [9 empty] | - | - | [7 empty] | https://www.unikeyic.com/media/datasheet/a8/6e/c2d7/a86ec2d7fea6b529654f53d1241c579c.pdf | https://www.unikeyic.com/products/pushbutton-switches/ps-5824ssb-2pl/691718691.html
PS-5824SVB-4PN | G-Switch | 600: 0.1573 1,200: 0.1548 1,800: 0.1508 2,400: 0.1481 3,000: 0.1456 | encapsulation：Disc Vertical SMD flat head5.8Momentary Switch；Pitch8.0mm；stroke0.7mm；250gf；4pin |  | - | [8 empty] | - |  | PS-5824SVB-4PN G-Switch | - |  |  |  |  | - | [10 empty] | - | - | - | [9 empty] | SMD |  | - | [9 empty] | - | - | [6 empty] | 5400 | https://www.unikeyic.com/media/datasheet/25/12/88b3/251288b3646cf5cf33c6836774d55cd1.pdf | https://www.unikeyic.com/products/pushbutton-switches/ps-5824svb-4pn/691881238.html
PS-5824SVB-6PL | G-Switch | 600: 0.1618 1,200: 0.1591 1,800: 0.155 2,400: 0.1523 3,000: 0.1496 | encapsulation：Disc Vertical SMD flat head5.8Self-locking Switch；Pitch11.3mm；stroke1.0mm；250gf；6pin With Direction |  | - | [8 empty] | - |  | PS-5824SVB-6PL G-Switch | - |  |  |  |  | - | [10 empty] | - | - | - | [9 empty] | SMD |  | - | [9 empty] | - | - | [6 empty] | 6000 | https://www.unikeyic.com/media/datasheet/d9/a4/5e0d/d9a45e0df6d6338a544217f2ca068585.pdf | https://www.unikeyic.com/products/pushbutton-switches/ps-5824svb-6pl/691856197.html
PS-5850DDA-2PL | G-Switch | 1,000: 0.1483 2,000: 0.1458 3,000: 0.1421 4,000: 0.1396 5,000: 0.1372 | encapsulation：bag 5.8Self-locking Switch；stroke1.0mm；180gf；2pinSpecial Shaped Long Blade |  | - | [8 empty] | - |  | PS-5850DDA-2PL G-Switch | - |  |  |  |  | - | [10 empty] | - | - | - | [11 empty] | - | [9 empty] | - | - | [6 empty] | 10000 | https://www.unikeyic.com/media/datasheet/30/43/7a69/30437a690811f36fb427371438fb5dd5.pdf | https://www.unikeyic.com/products/pushbutton-switches/ps-5850dda-2pl/691728210.html
PS-5850SVA-3PL | G-Switch | 1,000: 0.1274 2,000: 0.1253 3,000: 0.1221 4,000: 0.12 5,000: 0.1179 | encapsulation：bag 5.8Self-locking Switch；stroke0.7mm；CH2.9mm；3pinNo Post；180gf |  | - | [8 empty] | - |  | PS-5850SVA-3PL G-Switch | - |  |  |  |  | - | [10 empty] | - | - | - | [9 empty] | SMD |  | - | [9 empty] | - | - | [6 empty] | 10000 | https://www.unikeyic.com/media/datasheet/f2/43/2046/f243204623dbd0eb6e6785f144cfa153.pdf | https://www.unikeyic.com/products/pushbutton-switches/ps-5850sva-3pl/691915332.html
PS-6824DVA-6PN | G-Switch | 1,000: 0.1319 2,000: 0.1296 3,000: 0.1263 4,000: 0.1242 5,000: 0.1219 | encapsulation：bag Waterproof Base5.8Non-Locking；stroke0.7mm；Self-reset Button；Shank Type Flat Head |  | - | [8 empty] | - |  | PS-6824DVA-6PN G-Switch | - |  |  |  |  | - | [10 empty] | - | - | - | [9 empty] | Plugins |  | - | [9 empty] | - | - | [6 empty] | 10000 | https://www.unikeyic.com/media/datasheet/eb/58/5e45/eb585e45b98cdcff0c9856582c94f346.pdf | https://www.unikeyic.com/products/pushbutton-switches/ps-6824dva-6pn/691912229.html
PS-6830DVB-6PN | G-Switch | 1,000: 0.1723 2,000: 0.1695 3,000: 0.1651 4,000: 0.1623 5,000: 0.1594 | encapsulation：bag water proof5.8Momentary Switch with Silicone Cover；stroke0.7mm；Reset Type Button |  | - | [8 empty] | - |  | PS-6830DVB-6PN G-Switch | - |  |  |  |  | - | [10 empty] | - | - | - | [9 empty] | Plugins |  | - | [9 empty] | - | - | [6 empty] | 10000 | https://www.unikeyic.com/media/datasheet/91/1b/e3e7/911be3e727d85456a222e412263ce4eb.pdf | https://www.unikeyic.com/products/pushbutton-switches/ps-6830dvb-6pn/691721756.html
PS-7054SVB-6PN | G-Switch | 300: 0.1124 600: 0.1105 900: 0.1078 1,200: 0.1058 1,500: 0.104 | encapsulation：Disc Pushbutton Switch Patch7*7High head reset switch stroke1.3mm Pitch9.3mm |  | - | [8 empty] | - |  |  | - |  |  |  |  | - | [10 empty] | - | - | - | [11 empty] | - | [9 empty] | - | - | [6 empty] | 3000 | https://www.unikeyic.com/media/about_us/Unikey_ISO_9001_Certification.pdf | https://www.unikeyic.com/products/pushbutton-switches/ps-7054svb-6pn/733072592.html
PS-8055SVB-6PLA | G-Switch | 250: 0.1767 500: 0.1738 750: 0.1694 1,000: 0.1665 1,250: 0.1635 | encapsulation：Disc 8×8Non-Locking；stroke1.5mm；Pitch12.4mm；With locating post |  | - | [8 empty] | - |  | PS-8055SVB-6PLA G-Switch | - |  |  |  |  | - | [10 empty] | - | - | - | [9 empty] | SMD |  | - | [9 empty] | - | - | [6 empty] | 2500 | https://www.unikeyic.com/media/datasheet/aa/a5/b71a/aaa5b71a81b95de455dd3f1fd1bea583.pdf | https://www.unikeyic.com/products/pushbutton-switches/ps-8055svb-6pla/691798309.html
PV0H24011-311 | E-SWITCH | 1: 15.0471 5: 13.4822 10: 13.4822 25: 13.2415 50: 13.2415 100: 13.0007 250: 13.0007 | circular，PUSHBUTTON Off-Mom SPST-NO circular-12.20(Dia) 1000000Cycles 48V red 50000Cycles 2A(DC) welding mounting，panel mount 14mm*14mm*19mm |  |  |  | No Marking | Round, Button | PV0H24011 | SPST-NO |  | Black |  |  | 2A (DC) |  |  | 50,000 Cycles | - |  |  |  | LED, Red | 1.8 VDC | IP65 - Dust Tight, Water Resistant | [10 empty] | 1,000,000 Cycles | 1 (Unlimited) |  | Panel Mount, Front |  |  |  | -20°C ~ 55°C |  |  | Bulk |  | Circular - 12.20mm Dia | [5 empty] | PV0, LAMB |  |  |  |  | Off-Mom |  |  | Solder Lug |  | 48 V | 129 | https://www.unikeyic.com/media/datasheet/5c/ed/d8a9/9d/1280303a449cb8cea92292fd3c075336.pdf | https://www.unikeyic.com/products/pushbutton-switches/pv0h24011-311/33644910.html
PV1F640BBG | E-SWITCH | 40: 8.5045 80: 8.1339 120: 7.9243 280: 7.503 520: 7.4046 | Round Off-Mom SPST-NO circular-19.00(Dia) 1000000Cycles 48V 200000Cycles 2A threaded mounting，panel mount |  |  |  | No Marking | Round, Button, Flush | PV1F640 | SPST-NO |  | Silver |  |  | 2A (DC) |  |  | 200,000 Cycles | - |  |  |  | - | - | IP65 - Dust Tight, Water Resistant | [10 empty] | 1,000,000 Cycles | 1 (Unlimited) |  | Panel Mount, Front |  |  |  | -20°C ~ 55°C |  |  | Bulk |  | Circular - 19.00mm Dia |  |  | 4028677 |  |  | PV1, LAMB |  |  |  |  | Off-Mom |  |  | Screw Terminal |  | 48 V | 572 | https://www.unikeyic.com/media/datasheet/a5/4f/8589/a5/3e91f13fc3f418d99c3079aaa6f0f630.pdf | https://www.unikeyic.com/products/pushbutton-switches/pv1f640bbg/34053451.html
PV2F64011 | E-SWITCH | 40: 10.1439 80: 9.7015 120: 9.4514 280: 8.9487 520: 8.5976 1,000: 8.2411 | Flush Round Button Off-Mom SPST-NO circular-16.00(Dia) 1000000Cycles 48V 200000Cycles 2A threaded mounting，panel mount 18mm(Length)*21.3mm(height) |  |  |  | No Marking | Round, Button, Flush |  | SPST-NO |  | Black |  |  | 2A (DC) |  |  | 200,000 Cycles | - |  |  |  | - | - | IP65 - Dust Tight, Water Resistant | [10 empty] | 1,000,000 Cycles | 1 (Unlimited) |  | Panel Mount, Front |  |  |  | -20°C ~ 55°C |  |  | Bulk |  | Circular - 16.00mm Dia | [5 empty] | PV2, LAMB |  |  |  |  | Off-Mom |  |  | Screw Terminal |  | 48 V | 1501 | https://www.unikeyic.com/media/datasheet/bb/96/5627/bb/d1669a9adc7b9a90c13d4439d18fa019.pdf | https://www.unikeyic.com/products/pushbutton-switches/pv2f64011/30245586.html
PV2S240NN | E-SWITCH | 5: 5.8564 10: 5.6221 20: 5.2473 50: 5.2473 | Dome Off-Mom SPST-NO circular-16.00(Dia) 1000000Cycles 48V 200000Cycles 2A welding mounting，panel mount |  |  |  | No Marking | Round, Button, Domed | PV2S240 | SPST-NO |  | Silver |  |  | 2A (DC) |  |  | 200,000 Cycles | - |  |  |  | - | - | IP65 - Dust Tight, Water Resistant | [10 empty] | 1,000,000 Cycles | 1 (Unlimited) |  | Panel Mount, Front |  |  |  | -20°C ~ 55°C |  |  | Bulk |  | Circular - 16.00mm Dia | [5 empty] | PV2, LAMB |  |  |  |  | Off-Mom |  |  | Solder Lug |  | 48 V | 2467 | https://www.unikeyic.com/media/datasheet/bb/96/5627/bb/d1669a9adc7b9a90c13d4439d18fa019.pdf | https://www.unikeyic.com/products/pushbutton-switches/pv2s240nn/30249247.html
PV3F2B0SS-341 | E-SWITCH | 1: 17.0091 10: 14.6767 40: 13.4267 80: 12.8408 120: 12.5093 280: 11.8431 520: 11.378 | circular，short hair，PUSHBUTTON On-Mom SPDT circular-16.00(Dia) 1000000Cycles 48V Blue 50000Cycles 2A(DC) SPDT welding mounting，panel mount 18mm(Length)*37.5mm(height) |  |  |  | No Marking | Round, Button, Flush | PV3F2 | SPDT |  | Silver |  |  | 2A (DC) |  |  | 50,000 Cycles | - |  |  |  | LED, Blue | 2.8 VDC | IP40 | [10 empty] | 200,000 Cycles | 1 (Unlimited) |  | Panel Mount, Front |  |  |  | -20°C ~ 55°C |  |  | Bulk |  | Circular - 16.00mm Dia | [5 empty] | PV3, LAMB |  |  |  |  | On-Mom |  |  | Solder Lug |  | 48 V | 40 | https://www.unikeyic.com/media/datasheet/83/81/3965/83/e5b3f3407d3b0907d5f6703adc9519f7.pdf | https://www.unikeyic.com/products/pushbutton-switches/pv3f2b0ss-341/30314750.html
PV3F2H0NN-214 | E-SWITCH | 1: 24.4276 | Round, Flat Top, Pushbutton, On-Mom, DPDT, Round-16.00(Dia), 1M Cycles, 48V, Red, 50k Cycles, 2A(DC), Welding Mount, Panel Mount |  |  |  | No Marking | Round, Button, Flush | PV3F2 | DPDT |  | Silver |  |  | 2A (DC) |  |  | 50,000 Cycles | - |  |  |  | LED, Red | 12 VDC | IP40 | [10 empty] | 200,000 Cycles | 1 (Unlimited) |  | Panel Mount, Front |  |  |  | -20°C ~ 55°C |  |  | Bulk |  | Circular - 16.00mm Dia | [5 empty] | PV3, LAMB |  |  |  |  | On-Mom |  |  | Solder Lug |  | 48 V | 6 | https://www.unikeyic.com/media/datasheet/83/81/3965/83/e5b3f3407d3b0907d5f6703adc9519f7.pdf | https://www.unikeyic.com/products/pushbutton-switches/pv3f2h0nn-214/33692782.html
PV4F230SS-315 | E-SWITCH | 1: 42.4998 10: 36.6616 | Round On-On SPDT circular-19.00(Dia) 50000Cycles 24V red 50000Cycles 2A SPDT welding mounting，panel mount |  |  |  | No Marking | Round, Button, Flush | PV4F230 | SPDT |  | Silver |  |  | 2A (DC) |  |  | 50,000 Cycles | - |  |  |  | LED, Red | 24 VDC | IP65 - Dust Tight, Water Resistant | [10 empty] | 1,000,000 Cycles | 1 (Unlimited) |  | Panel Mount, Front |  |  |  | -20°C ~ 55°C |  |  | Bulk |  | Circular - 19.00mm Dia | [5 empty] | PV4, LAMB |  |  |  |  | On-On |  |  | Solder, Quick Connect - 0.110" (2.8mm) |  | 24 V | 24 | https://www.unikeyic.com/media/datasheet/70/0d/e217/70/9c47e615e19110fa23843a7f2a1fc960.pdf | https://www.unikeyic.com/products/pushbutton-switches/pv4f230ss-315/30622255.html
PV4F230SS-3R5 | E-SWITCH | 1: 32.9155 10: 28.4036 | On-On SPDT, Round, 19.00mm Dia, 24V, Solder Mount, Panel Mount |  |  |  |  | Round, Button, Flush |  | SPDT |  | Silver |  |  | 2A (DC) |  |  | 50,000 Cycles | - |  |  |  | LED, Blue/Green/Red | 24 VDC | IP65 - Dust Tight, Water Resistant | [10 empty] | 1,000,000 Cycles | 1 (Unlimited) |  | Panel Mount, Front |  |  |  | -20°C ~ 55°C |  |  | Bulk |  | Circular - 19.00mm Dia | [5 empty] | PV4, LAMB |  |  |  |  | On-On |  |  | Solder, Quick Connect - 0.110" (2.8mm) |  | 24 V | 36 | https://www.unikeyic.com/media/datasheet/70/0d/e217/70/9c47e615e19110fa23843a7f2a1fc960.pdf | https://www.unikeyic.com/products/pushbutton-switches/pv4f230ss-3r5/33931937.html
PV4F2G0SS-311 | E-SWITCH | 40: 25.0335 80: 23.9384 120: 23.3194 280: 22.0746 | Flat Round Button On-On DPDT circular-19.00(Dia) 24V red 50000Cycles welding mounting，panel mount 22mm(Length)*39mm(height) |  |  |  | No Marking | Round, Button, Flush | PV4F2 | DPDT |  | Silver |  |  | 2A (DC) |  |  | 50,000 Cycles | - |  |  |  | LED, Red | 1.8 VDC | IP65 - Dust Tight, Water Resistant | [10 empty] | 1,000,000 Cycles | 1 (Unlimited) |  | Panel Mount, Front |  |  |  | -20°C ~ 55°C |  |  | Bulk |  | Circular - 19.00mm Dia | [5 empty] | PV4, LAMB |  |  |  |  | On-On |  |  | Solder, Quick Connect - 0.110" (2.8mm) |  | 24 V | 74 | https://www.unikeyic.com/media/datasheet/21/29/983d/21/70ebaa00a3bd08501b4d2903bf130c78.pdf | https://www.unikeyic.com/products/pushbutton-switches/pv4f2g0ss-311/30139848.html
PV4F2Y0SS-341 | E-SWITCH | 1: 44.4556 10: 38.357 | Flat Round Button Momentary Contact DPST circular-19 24V Blue 50000Cycles 2A welding mounting，panel mount 22mm(Length)*34.7mm(height) |  |  |  | No Marking | Round, Button, Flush | PV4F2 | DPST-NO/NC |  | Silver |  |  | 2A (DC) |  |  | 50,000 Cycles | - |  |  |  | LED, Blue | 2.8 VDC | IP65 - Dust Tight, Water Resistant | [10 empty] | 1,000,000 Cycles | 1 (Unlimited) |  | Panel Mount, Front |  |  |  | -20°C ~ 55°C |  |  | Bulk |  | Circular - 19.00mm Dia | [5 empty] | PV4, LAMB |  |  |  |  | On-Mom, Off-Mom |  |  | Solder, Quick Connect - 0.110" (2.8mm) |  | 24 V | 6 | https://www.unikeyic.com/media/datasheet/5c/ed/d8a9/83/f3d2da9bbdb96019475844ac117bea0b.pdf | https://www.unikeyic.com/products/pushbutton-switches/pv4f2y0ss-341/33971551.html
PV6F240SS | E-SWITCH | 1: 13.5125 10: 11.2644 25: 10.26 40: 9.396 120: 9.234 280: 9.2016 520: 8.7804 | Flat Round Button Off-Mom SPST-NO circular-16.00(Dia) 50000Cycles 48V 50000Cycles 2A welding mounting，panel mount |  |  |  | No Marking | Round, Button, Flush | PV6F240 | SPST-NO |  | Silver |  |  | 2A (DC) |  |  | 200,000 Cycles | - |  |  |  | - | - | IP65 - Dust Tight, Water Resistant | [10 empty] | 1,000,000 Cycles | 1 (Unlimited) |  | Panel Mount, Front |  |  |  | -20°C ~ 70°C |  |  | Bulk |  | Circular - 16.00mm Dia |  |  | 4028824 |  |  | PV6, LAMB |  |  |  |  | Off-Mom |  |  | Solder Lug |  | 48 V | 180 | https://www.unikeyic.com/media/datasheet/c1/9f/26e2/c19f26e25d22af5f535c02e918a146ba.pdf | https://www.unikeyic.com/products/pushbutton-switches/pv6f240ss/33923287.html
PV6F240SS3K1 | E-SWITCH | 1: 17.802 10: 14.4288 25: 13.7808 40: 13.1652 120: 12.9492 280: 12.69 520: 11.9988 | Flat Button Off-Mom SPST-NO circular-16.00(Dia) 48V orange，green 50000Cycles welding mounting，panel mount |  |  |  |  | Round, Button, Flush |  | SPST-NO |  | Silver |  |  | 2A (DC) |  |  | 50,000 Cycles | - |  |  |  | LED, Green/Orange | 1.8, 2.8 VDC | IP65 - Dust Tight, Water Resistant | [10 empty] | 1,000,000 Cycles | 1 (Unlimited) |  | Panel Mount, Front |  |  |  | -20°C ~ 55°C |  |  | Bulk |  | Circular - 16.00mm Dia |  |  | 16019585 |  |  | PV6, LAMB |  |  |  |  | Off-Mom |  |  | Solder Lug |  | 48 V | 25 | https://www.unikeyic.com/media/datasheet/9b/61/9c2e/9b619c2ea8b69ee4e5ee4f04ba939f94.pdf | https://www.unikeyic.com/products/pushbutton-switches/pv6f240ss3k1/29586755.html
PV8F2V0SS-331 | E-SWITCH | 20: 36.8755 40: 35.2638 60: 34.3527 100: 33.2367 260: 31.2415 | circular，short hair，PUSHBUTTON Off-Mom，On-Mom 4PST-2NO/2NC circular-25.00(Dia) 1000000Cycles 36V green 50000Cycles 2A(DC) welding mounting，panel mount 40.3mm(height) |  |  |  | No Marking | Round, Button, Flush | PV8F2 | 4PST-2NO/2NC |  | Silver |  |  | 2A (DC) |  |  | 50,000 Cycles | - |  |  |  | LED, Green | 2.8 VDC | IP65 - Dust Tight, Water Resistant | [10 empty] | 1,000,000 Cycles | 1 (Unlimited) |  | Panel Mount, Front |  |  |  | -20°C ~ 55°C |  |  | Bulk |  | Circular - 25.00mm Dia | [5 empty] | PV8, LAMB |  |  |  |  | On-Mom, Off-Mom |  |  | Solder, Quick Connect - 0.110" (2.8mm) |  | 36 V | 76 | https://www.unikeyic.com/media/datasheet/86/57/f3af/8657f3af3eb86fa4a4e75c251e8916a9.pdf | https://www.unikeyic.com/products/pushbutton-switches/pv8f2v0ss-331/30394826.html
PV8FWV0SS-341 | E-SWITCH | 1: 40.2851 10: 33.263 25: 30.8961 50: 29.2927 200: 26.5702 400: 25.4394 | circular，short hair，PUSHBUTTON Off-Mom，On-Mom 4PST-2NO/2NC circular-25.00(Dia) 48V Blue 2A(DC) wire mounting，panel mount |  |  |  | No Marking | Round, Button, Flush | PV8FWV0 | 4PST-2NO/2NC |  | Silver |  |  | 2A (DC) |  |  | 50,000 Cycles | - |  |  |  | LED, Blue | 2.8 VDC | IP65 - Dust Tight, Water Resistant | [10 empty] | 1,000,000 Cycles | Not Applicable |  | Panel Mount, Front |  |  |  | -20°C ~ 55°C |  |  | Bulk |  | Circular - 25.00mm Dia | [5 empty] | PV8, LAMB |  |  |  |  | On-Mom, Off-Mom |  |  | Wire Leads |  | 48 V | 16 | https://www.unikeyic.com/media/datasheet/86/57/f3af/8657f3af3eb86fa4a4e75c251e8916a9.pdf | https://www.unikeyic.com/products/pushbutton-switches/pv8fwv0ss-341/29564877.html
PVA1OAH13.5NV2 | C&K | 1: 2.716 10: 2.716 25: 2.4335 50: 2.4335 100: 2.4335 | Cap Off-Mom DPST-NO 32V 100000Cycles 100mA(DC) Plugins Through hole mounting 9.8mm*9.2mm*17.5mm |  |  |  | No Marking | Plunger for Cap | PVA1 | DPST-NO |  | - |  |  | 100mA (DC) |  |  | 100,000 Cycles | - |  |  |  | - | - | - | [10 empty] | - | 1 (Unlimited) |  | Through Hole |  |  |  | -40°C ~ 85°C |  |  | Bulk |  | - | [5 empty] | PVA |  |  |  |  | Off-Mom |  |  | PC Pin |  | 32 V | 782 | https://www.unikeyic.com/media/datasheet/6f/ff/7de4/6f/2be2fc95c8825d5df6165b68bc57c402.pdf | https://www.unikeyic.com/products/pushbutton-switches/pva1oah13-5nv2/30102451.html
PVHC4F23SS | E-SWITCH | 1: 15.132 5: 13.5583 10: 13.5583 20: 13.3162 50: 13.3162 | ANTI-VANDAL SW, SPST-NO-DM, SOLDER LUG; |  | - | [8 empty] | - |  |  | - |  |  |  |  | - | [10 empty] | - | - | - | [11 empty] | - | [9 empty] | - | - | [6 empty] | 2 | https://www.unikeyic.com/media/about_us/Unikey_ISO_9001_Certification.pdf | https://www.unikeyic.com/products/pushbutton-switches/pvhc4f23ss/726691367.html
R13-24A-05-BR | multicomp | 1: 1.2317 12: 0.9987 100: 0.9155 500: 0.9155 1,000: 0.9155 | Pushbutton Switches |  | - | [8 empty] | - |  | R13-24A-05-BR multicomp | - |  |  |  |  | - | [10 empty] | - | - | - | [11 empty] | - |  |  |  |  | Compliant |  |  |  |  | - | - | [6 empty] | 1497 | https://www.unikeyic.com/media/datasheet/04/a5/bdfb/04a5bdfbdc07b14f32ac90338fceab1d.pdf | https://www.unikeyic.com/products/pushbutton-switches/r13-24a-05-br/33800775.html
R13-24B-05-BB | multicomp | 12: 1.1 100: 1.0083 500: 1.0083 1,000: 1.0083 | PUSHBUTTON SPST 250V welding mounting，panel mount 9.398mm(height) |  | PUSHBUTTON | [8 empty] | - |  |  | - |  |  |  |  | - | [8 empty] | 9.398mm(height) |  | 250V | - | - |  |  | welding mounting, panel mount | [8 empty] | - |  |  |  |  | Non-compliant |  |  |  |  | - | SPST | [6 empty] | 5145 | https://www.unikeyic.com/media/about_us/Unikey_ISO_9001_Certification.pdf | https://www.unikeyic.com/products/pushbutton-switches/r13-24b-05-bb/33668197.html
RP8300B2M1CEBLKBLKRED | E-SWITCH | 1: 7.5781 5: 7.5781 10: 6.79 25: 6.79 50: 6.6688 100: 6.5475 250: 6.5475 | Round Off-Mom SPST-NO circular-13.60(Dia) 500000Cycles 50V 250V red 500000Cycles 125mA welding mounting，panel mount |  |  |  | No Marking | Round, Button | RP8300 | SPST-NO |  | Black |  |  | 200mA (AC/DC) |  |  | 500,000 Cycles | - |  |  |  | LED, Red | 2.1 VDC | IP67 - Dust Tight, Waterproof | [10 empty] | - | 1 (Unlimited) |  | Panel Mount, Front |  |  |  | -30°C ~ 85°C |  |  | Bulk |  | Circular - 13.60mm Dia | [5 empty] | RP8300 |  |  |  |  | Off-Mom |  |  | Solder Lug | 250 V | 50 V | 16 | https://www.unikeyic.com/media/datasheet/1f/81/42b1/1f/97b7da68bcd010214e745a7db9314be8.pdf | https://www.unikeyic.com/products/pushbutton-switches/rp8300b2m1ceblkblkred/30614265.html
RP8300B2M1CECHRBLKNIL | E-SWITCH | 50: 8.1251 100: 7.7707 250: 7.3252 500: 7.0045 1,000: 6.6973 | 125mA |  |  |  | No Marking | Round, Button | RP8300 | SPST-NO |  | Black |  |  | 200mA (AC/DC) |  |  | 500,000 Cycles | - |  |  |  | - | - | IP67 - Dust Tight, Waterproof | [10 empty] | - | 1 (Unlimited) |  | Panel Mount, Front |  |  |  | -30°C ~ 85°C |  |  | Bulk |  | Circular - 13.60mm Dia | [5 empty] | RP8300 |  |  |  |  | Off-Mom |  |  | Solder Lug | 250 V | 50 V | 1627 | https://www.unikeyic.com/media/datasheet/09/55/4f3c/09/19e9de00f4d5e0bbc20f71fe185f7f18.pdf | https://www.unikeyic.com/products/pushbutton-switches/rp8300b2m1cechrblknil/637122.html
RP8300B2M1CENICBLKNIL | E-SWITCH | 70: 6.4538 140: 6.1724 280: 5.9027 560: 5.6443 1,050: 5.4194 | Dome Momentary Contact SPST circular-13.6 50V 250V 500000Cycles 125mA welding mounting，panel mount 17.5mm(Length)*19.9mm(height) |  |  |  | No Marking | Round, Button | RP8300 | SPST-NO |  | Black |  |  | 200mA (AC/DC) |  |  | 500,000 Cycles | - |  |  |  | - | - | IP67 - Dust Tight, Waterproof | [10 empty] | - | 1 (Unlimited) |  | Panel Mount, Front |  |  |  | -30°C ~ 85°C |  |  | Bulk |  | Circular - 13.60mm Dia | [5 empty] | RP8300 |  |  |  |  | Off-Mom |  |  | Solder Lug | 250 V | 50 V | 330 | https://www.unikeyic.com/media/datasheet/0a/ea/aaa3/0aeaaaa368a515223f8fc414cb9707b8.pdf | https://www.unikeyic.com/products/pushbutton-switches/rp8300b2m1cenicblknil/30454143.html
S1P01 | Lovato Electric | 1: 31.362 | Lovato Button switch control box, 22mmaperture, Marking“O”, red button |  | - | [8 empty] | - |  | S1P01 Lovato Electric | - |  |  |  |  | - | [10 empty] | - | - | - |  |  | threaded mounting |  |  | -25℃~70℃ | [5 empty] | - | [9 empty] | - | - | [6 empty] | 5 | https://www.unikeyic.com/media/datasheet/f0/fb/2ef3/f0/26be98216d170e47040ae434702469f3.pdf | https://www.unikeyic.com/products/pushbutton-switches/s1p01/641241.html
S1PY91P | Lovato Electric | 1: 61.7677 | Lovato emergency button, S1PYseries, surface, 1 Normally closed contact |  | - | [8 empty] | - |  | S1PY91P Lovato Electric | - |  |  |  |  | - | [8 empty] | 72mm*72mm*97.4mm |  | - | - | - |  |  | SMD mount | [8 empty] | - | [9 empty] | 1 NC | SPST | [6 empty] | 11 | https://www.unikeyic.com/media/datasheet/f0/fb/2ef3/f0/26be98216d170e47040ae434702469f3.pdf | https://www.unikeyic.com/products/pushbutton-switches/s1py91p/33798874.html
S340519 | Schneider Electric | 1: 107.1091 | 250V 250V 71mm(width)*71mm(height) |  | - | [8 empty] | - |  |  | - |  |  |  |  | - | [8 empty] | 71mm(width)*71mm(height) |  | 250V | 250V | - | [11 empty] | - | [9 empty] | - | - | [6 empty] | 19 | https://www.unikeyic.com/media/about_us/Unikey_ISO_9001_Certification.pdf | https://www.unikeyic.com/products/pushbutton-switches/s340519/999400046.html
SA-1B-DC-3-RL | Switch Components | 1: 19.0188 10: 17.5554 50: 16.6007 100: 16.0272 250: 15.2161 500: 14.0465 1,000: 13.0324 | Off-Mom SPST-NO circular-22.00(Dia) 12V threaded mounting，panel mount |  |  |  | No Marking | Round, Button | SA-1B-D | SPST-NO |  | Red |  |  | 50A (DC) |  |  | 6,000 Cycles | - |  |  |  | LED, Red | 12 VDC | - | [10 empty] | 10,000 Cycles | 1 (Unlimited) |  | Panel Mount, Front |  |  |  | -25°C ~ 85°C |  |  | Bulk |  | Circular - 22.00mm Dia | [5 empty] | SA |  |  |  |  | Off-Mom |  |  | Screw Terminal |  | 12 V | 617 | https://www.unikeyic.com/media/datasheet/0c/70/9038/0c709038f7cda307acf50a52b24ac866.pdf | https://www.unikeyic.com/products/pushbutton-switches/sa-1b-dc-3-rl/21602882.html
SAV8F1BSS344 | E-SWITCH | 1: 19.6832 5: 18.371 10: 18.043 25: 18.043 50: 17.7149 100: 17.7149 250: 17.7149 5,000: 17.7149 | On-Mom SPDT circular-25.20(Dia) 125V 10000Cycles panel mount |  |  |  | No Marking | Round, Button, Flush | SAV8 | SPDT |  | Silver |  |  | 15A (AC) |  |  | 10,000 Cycles | - |  |  |  | LED, Blue | 12 VDC | IP67 - Dust Tight, Waterproof | [10 empty] | - | 1 (Unlimited) |  | Panel Mount, Front |  |  |  | -25°C ~ 85°C |  |  | Bulk |  | Circular - 25.20mm Dia |  |  | 10658521 |  |  | SAV8 |  |  |  |  | On-Mom |  |  | Quick Connect - 0.187" (4.7mm) | 125 V |  | 10 | https://www.unikeyic.com/media/datasheet/10/37/7cad/10/bd4cb0e321a4048b96a76edf590fba41.pdf | https://www.unikeyic.com/products/pushbutton-switches/sav8f1bss344/29870786.html
SB-61A | NKK Switches | 5: 9.2859 | NKK SwitchesPushbutton Switches, panel mount, Instantaneous operation, DPDT |  |  |  | No Marking | Round, Button |  | DPDT |  | Black |  |  | 10A (AC) |  |  | 10,000 Cycles | - |  |  |  | - | - | - | [10 empty] | 30,000 Cycles | 1 (Unlimited) |  | Panel Mount, Rear |  |  |  | -10°C ~ 70°C |  |  | Bulk |  | Circular - 12.50mm Dia | [5 empty] | SB |  |  |  |  | On-Mom |  |  | Solder Lug | 125 V |  | 300 | https://www.unikeyic.com/media/datasheet/fb/be/0751/fb/1977bf97e48a9ecbeb73dcee53d876a0.pdf | https://www.unikeyic.com/products/pushbutton-switches/sb-61a/133666.html
SB4011NOH-2C | NKK Switches | 1: 10.5915 10: 9.196 25: 8.748 50: 8.4672 100: 8.2944 250: 8.1324 | Round Plunger Off-Mom SPST-NO, Round-12.50(Dia), 10000 Cycles, 30V 125V, 10000 Cycles 3A, Solder Mount, Panel Mount, 12mm L × 28.3mm H |  |  |  | No Marking | Round, Button | SB4011 | SPST-NO |  | Red |  |  | 3A (AC), 2A (DC) |  |  | 10,000 Cycles | Epoxy Sealed Terminals |  |  |  | - | - | - | [10 empty] | 30,000 Cycles | 1 (Unlimited) |  | Panel Mount, Rear |  |  |  | -10°C ~ 70°C |  |  | Bulk |  | Circular - 12.50mm Dia | [5 empty] | SB40 |  |  |  |  | Off-Mom |  |  | Solder Lug | 125 V | 30 V | 596 | https://www.unikeyic.com/media/datasheet/02/d6/69f7/02/54c915af71162e2d517c032207845b1b.pdf | https://www.unikeyic.com/products/pushbutton-switches/sb4011noh-2c/30745186.html
SER GY AU OA | C&K | 18: 3.157 | C & K tactile switch, SPST |  |  |  | No Marking | Square, Button | SER | SPDT |  | Gray |  |  | 10mA (DC) |  |  | 5,000,000 Cycles | - |  |  |  | - | - | - | [10 empty] | - | 1 (Unlimited) |  | Through Hole |  |  |  | -25°C ~ 85°C |  |  | Tray |  | - |  |  | 417765 | [7 empty] | On-Mom |  |  | PC Pin |  | 24 V | 691 | https://www.unikeyic.com/media/datasheet/5b/17/6744/5b176744454c250cd60f8d8ddaa8c827.pdf | https://www.unikeyic.com/products/pushbutton-switches/ser-gy-au-oa/29784956.html
SER L BK GN AU EE | C&K | 1: 19.6128 10: 16.9258 25: 15.9585 50: 15.2621 100: 14.5953 300: 13.5952 500: 13.1527 | PUSHBUTTON，square On-On SPDT 24V green 500000Cycles 10mA(DC) Plugins Through hole mounting 17.5mm(Length)*14.3mm(height) |  |  |  | No Marking | Square, Button | SERL | SPDT |  | Black |  |  | 10mA (DC) |  |  | 500,000 Cycles | - |  |  |  | LED, Green | - | - | [10 empty] | - | 1 (Unlimited) |  | Through Hole |  |  |  | -25°C ~ 85°C |  |  | Tray |  | - | [10 empty] | On-On |  |  | PC Pin |  | 24 V | 372 | https://www.unikeyic.com/media/datasheet/78/17/85d7/781785d78391c4a354ce9089ff9e0def.pdf | https://www.unikeyic.com/products/pushbutton-switches/ser-l-bk-gn-au-ee/29964583.html
SET L BK GN 7.62 AU EE | C&K | 17: 6.677 70: 6.677 | PUSHBUTTON，square On-On SPDT 24V green 500000Cycles 10mA(DC) Plugins Through hole mounting |  |  |  | No Marking | Square, Button | SETL | SPDT |  | Black |  |  | 10mA (DC) |  |  | 500,000 Cycles | - |  |  |  | LED, Green | - | - | [10 empty] | - | 1 (Unlimited) |  | Through Hole |  |  |  | -25°C ~ 85°C |  |  | Tray |  | - |  |  | 686786 | [7 empty] | On-On |  |  | PC Pin |  | 24 V | 165 | https://www.unikeyic.com/media/datasheet/78/17/85d7/781785d78391c4a354ce9089ff9e0def.pdf | https://www.unikeyic.com/products/pushbutton-switches/set-l-bk-gn-7-62-au-ee/609115.html
SETYEAU0A | C&K | 35: 3.289 80: 3.234 200: 3.168 | Pushbutton SW SWITCH PB SPDT MOM WIDE BODY YEL |  | - | [8 empty] | - |  | SETYEAU0A C&K | - |  |  |  |  | - | [10 empty] | - | - | - | [9 empty] | SPDT |  | - | [9 empty] | - | - | [6 empty] | 236 | https://www.unikeyic.com/media/datasheet/03/8c/c091/4f/b19b380699630acf8654df1b6349f5d0.pdf | https://www.unikeyic.com/products/pushbutton-switches/setyeau0a/29656352.html
SG-C1-21-E | Panasonic | 1: 569.268 | Relay On-Off DPST-NC 100000Cycles 30V 125V 100000Cycles Solder Mount, Free Hanging | [5 empty] | SG-C1-21 | DPST-NC |  |  |  |  | 1A (AC/DC) |  |  |  | - |  |  |  |  | - | IP65 - Dust Tight, Water Resistant | [11 empty] | 1 (Unlimited) |  | Free Hanging |  |  |  | -25°C ~ 60°C |  |  | Bulk |  | - |  | Twist |  |  |  | SG-C1 |  |  |  |  | On-Off |  |  | Solder Lug | 125 V | 30 V | 2 | https://www.unikeyic.com/media/about_us/Unikey_ISO_9001_Certification.pdf | https://www.unikeyic.com/products/pushbutton-switches/sg-c1-21-e/29909996.html
SKHHANA010 | ALPS ALPINE | 5: 0.1042 50: 0.0821 150: 0.0711 1,000: 0.0629 | Alps Alpine tactile switch, Through hole terminal, size 6 x 6 x 9.5mm, surface, SPST |  |  | 9.50mm |  | Standard | SKHHA | SPST-NO |  |  | 0.05A @ 12VDC | [5 empty] | - |  | Non-Illuminated |  | - | - | - | [10 empty] | 1,000,000 Cycles | 1 (Unlimited) |  | Through Hole |  |  | 100gf | -40°C ~ 90°C | 6.00mm x 6.00mm |  | Bulk |  |  |  |  | 19529059 |  |  | SKHH |  |  |  |  | Off-Mom | 0.25mm |  | PC Pin |  |  |  | https://www.unikeyic.com/media/datasheet/e5/28/a2ee/e528a2eefacdf08e6f8c7593c97f5faf.pdf | https://www.unikeyic.com/products/pushbutton-switches/skhhana010/462608.html
SKHHLUA010 | ALPS ALPINE | 1: 0.1186 10: 0.0946 30: 0.0727 100: 0.0683 500: 0.0646 1,000: 0.0621 | Alps Alpine tactile switch, Through hole terminal, size 5.85 x 6 x 5.85mm, surface, SPST |  |  | - |  | Standard | SKHHL | SPST-NO |  |  | 0.05A @ 12VDC | [5 empty] | - |  | Non-Illuminated |  | - | - | - | [10 empty] | 1,000,000 Cycles | 1 (Unlimited) |  | Through Hole, Right Angle |  |  | 100gf | -40°C ~ 90°C | 7.50mm x 6.55mm |  | Bulk |  |  |  |  | 19529134 |  |  | SKHH |  |  |  |  | Off-Mom | 0.25mm |  | PC Pin |  |  |  | https://www.unikeyic.com/media/datasheet/39/c9/74a8/39c974a8f6b73917d69e6ca88dd471a8.pdf | https://www.unikeyic.com/products/pushbutton-switches/skhhlua010/30273337.html
SKHMQKE010 | ALPS ALPINE | 1: 0.1534 10: 0.1225 30: 0.094 100: 0.0884 3,000: 0.0835 6,000: 0.0804 | Round Button SPST 12V Black 500000Cycles 50mA SMD SMD mount 6.5mm*6.2mm*8mm |  |  | 3.10mm |  | Standard | SKHMQ | SPST-NO |  |  | 0.05A @ 12VDC | [5 empty] | - |  | Non-Illuminated |  | - | - | - | [10 empty] | 500,000 Cycles | 1 (Unlimited) |  | Surface Mount |  |  | 100gf | -40°C ~ 85°C | 6.50mm x 6.20mm | [6 empty] | 19529124 |  |  | SKHM |  |  |  |  | Off-Mom | 0.25mm |  | Gull Wing |  |  |  | https://www.unikeyic.com/media/datasheet/03/5c/f060/035cf060d614f9da72a0d81a8687df54.pdf | https://www.unikeyic.com/products/pushbutton-switches/skhmqke010/30019932.html
SKRAAME010 | ALPS ALPINE | 5: 0.1482 50: 0.1164 150: 0.1027 | Alps Electric tactile switch, Surface mount terminals, size 6.2 x 6.2 x 3.4mm, surface, SPST |  | Round Button | [8 empty] | 50mA |  | SKRAAME010 ALPS ALPINE | 100000Cycles |  |  |  |  | white | [8 empty] | 6.2mm*6.2mm*6.8mm |  | - | 12V | 100000Cycles |  |  | SMD mount |  |  | -30℃~85℃ |  |  |  | SMD |  | - |  |  |  |  | Compliant | Tape and reel packaging |  |  |  | SPST | - | [7 empty] | https://www.unikeyic.com/media/datasheet/2e/f7/bc0f/2ef7bc0fac4ca29e6a01399d9cf264f8.pdf | https://www.unikeyic.com/products/pushbutton-switches/skraame010/30402060.html
SKRBAKE010 | ALPS ALPINE | 1: 0.0663 10: 0.0529 30: 0.0406 100: 0.0382 10,000: 0.0361 20,000: 0.0347 | Flush Round Button SPST 12V 200000Cycles 50mA SMD SMD mount 4.8mm*4mm*4.8mm |  | Flush Round Button | [8 empty] | 50mA |  | SKRBAKE010 ALPS ALPINE | 200000Cycles |  |  |  |  | - | [8 empty] | 4.8mm*4mm*4.8mm |  | - | 12V | - |  |  | SMD mount |  |  | -30℃~85℃ |  |  |  | SMD |  | - |  |  |  |  | Compliant | Tape and reel packaging |  |  |  | SPST | - | [7 empty] | https://www.unikeyic.com/media/datasheet/3c/9f/5814/3c9f58147dbfec9bb24f530c07c3cf1c.pdf | https://www.unikeyic.com/products/pushbutton-switches/skrbake010/30275034.html
SKTQADE010 | ALPS ALPINE | 1: 0.2919 10: 0.2329 30: 0.1788 100: 0.1682 2,200: 0.1589 4,400: 0.1529 | Off-Mom SPST-NO 20Thousands of times 50mA SMD SMD mount，glue mount 5.4mm*5.3mm*4.25mm |  | - | [8 empty] | 50mA |  | SKTQADE010 ALPS ALPINE | - |  |  |  |  | - | [8 empty] | 5.4mm*5.3mm*4.25mm |  | - | - | 20Thousands of times |  |  | SMD mount, glue mount |  |  | -40℃~90℃ |  |  |  | SMD |  | - |  |  |  |  | Compliant | Tape and reel packaging |  |  |  | SPST-NO | Off-Mom | [7 empty] | https://www.unikeyic.com/media/datasheet/b0/43/319c/b043319c3f7dbe24d22c5dd53137dc3d.pdf | https://www.unikeyic.com/products/pushbutton-switches/sktqade010/32686079.html
SPPH110300 | ALPS ALPINE | 1: 2.8251 10: 2.8251 25: 2.5313 50: 2.5313 100: 2.5313 | Plunger Momentary Contact DPDT 10000Cycles 30V 10000Cycles 100mA Plugins Through hole mounting 10mm(Length)*10mm(width) |  | Plunger | [8 empty] | 100mA |  | SPPH110300 ALPS ALPINE | 10000Cycles |  |  |  |  | - | [8 empty] | 10mm(Length)*10mm(width) |  | - | 30V | 10000Cycles |  |  | Through hole mounting |  |  | -40℃~85℃ |  |  |  | Plugins |  | - |  |  |  |  | Compliant | bulk |  |  |  | DPDT | Momentary Contact | [6 empty] | 1882 | https://www.unikeyic.com/media/datasheet/1f/d3/b866/18/e5dca93cecf05c6844daeeb1d53cca8d.pdf | https://www.unikeyic.com/products/pushbutton-switches/spph110300/33531388.html
SPPH110800 | ALPS ALPINE | 10: 0.3245 100: 0.3171 300: 0.312 500: 0.3071 1,000: 0.2996 | Plunger Latching DPDT 10000Cycles 30V 10000Cycles 100mA Plugins Through hole mounting 10mm(Length)*10mm(width) |  | Plunger | [8 empty] | 100mA |  | SPPH110800 ALPS ALPINE | 10000Cycles |  |  |  |  | - | [8 empty] | 10mm(Length)*10mm(width) |  | - | 30V | 10000Cycles |  |  | Through hole mounting |  |  | -40℃~85℃ |  |  |  | Plugins |  | - |  |  |  |  | Compliant | bulk |  |  |  | DPDT | Latching | [7 empty] | https://www.unikeyic.com/media/datasheet/1f/d3/b866/b8/6612a09846e9fd8edb08ba4b6b713d98.pdf | https://www.unikeyic.com/products/pushbutton-switches/spph110800/33978358.html
SPPH130400 | ALPS ALPINE | 1: 3.0475 10: 2.737 25: 2.475 50: 1.705 100: 1.6308 250: 1.5444 800: 1.5336 | Plunger Latching DPDT 10000Cycles 30V 10000Cycles 100mA Plugins Through hole mounting 10mm(Length)*10mm(height) |  | Plunger | [8 empty] | 100mA |  | SPPH130400 ALPS ALPINE | 10000Cycles |  |  |  |  | - | [8 empty] | 10mm(Length)*10mm(height) |  | - | 30V | 10000Cycles |  |  | Through hole mounting |  |  | -40℃~85℃ |  |  |  | Plugins |  | - |  |  |  |  | Compliant | bulk |  |  |  | DPDT | Latching | [6 empty] | 246 | https://www.unikeyic.com/media/datasheet/56/32/10dc/56/8144701efe8c3f8fb89f8927efd2b8ec.pdf | https://www.unikeyic.com/products/pushbutton-switches/spph130400/57973.html
SPUN19C400 | ALPS ALPINE | 1: 3.565 10: 3.069 25: 2.893 50: 2.7216 100: 2.5812 280: 2.4624 560: 1.9116 | Plunger Latching 4PDT 10000Cycles 30V 10000Cycles 200mA Plugins Through hole mounting |  | Plunger | [8 empty] | 200mA |  | SPUN19C400 ALPS ALPINE | 10000Cycles |  |  |  |  | - | [10 empty] | - | 30V | 10000Cycles |  |  | Through hole mounting |  |  | -10℃~60℃ |  |  |  | Plugins |  | - |  |  |  |  | Compliant | bulk |  |  |  | 4PDT | Latching | [6 empty] | 269 | https://www.unikeyic.com/media/datasheet/38/ee/b398/38/83d20a3a1165b9a366d351bc70a284b1.pdf | https://www.unikeyic.com/products/pushbutton-switches/spun19c400/29601281.html
SSA-EB1MLYRP-12ED1Q8 | Banner Engineering | 1: 378.211 | 2 individual NC and 1 individual NO Embedded mounting | [5 empty] | SSA-EB1 | 3PST-2NC/1NO |  |  |  |  | 2A (DC) |  |  |  | Control Box Enclosure, Illuminated (Red, Yellow), Padlock Style |  |  |  |  | - | IP65 - Dust Tight, Water Resistant | [11 empty] | 1 (Unlimited) |  | Chassis Mount |  |  |  | -25°C ~ 55°C |  |  | Box |  | - |  | Twist |  |  |  | SSA-EB |  |  |  |  | On-Off, Off-On |  |  | Connector |  | 24 V | 1 | https://www.unikeyic.com/media/datasheet/90/37/d509/9037d5096713309aea3eaa98167927a4.pdf | https://www.unikeyic.com/products/pushbutton-switches/ssa-eb1mlyrp-12ed1q8/30696818.html
SSA-EB1PL2-12 | Banner Engineering | 1: 108.0601 | 1 No，DPST panel mount | [6 empty] | 3PST-2NC/1NO |  |  |  |  | 2A (DC) |  |  |  | - |  |  |  |  | - | IP65 - Dust Tight, Water Resistant | [11 empty] | 1 (Unlimited) |  | Panel Mount, Front |  |  |  | -25°C ~ 55°C |  |  | Box |  | Circular - 30.00mm Dia |  | Pull or Twist | 16616611 |  |  | SSA-EB |  |  |  |  | On-Off, Off-On |  |  | Screw Terminal |  | 30 V | 580 | https://www.unikeyic.com/media/about_us/Unikey_ISO_9001_Certification.pdf | https://www.unikeyic.com/products/pushbutton-switches/ssa-eb1pl2-12/33976174.html
SW-PB5-AB3BG112V-IP40-8 | ADAM TECH | 1: 9.8012 10: 8.4579 25: 7.9761 50: 7.6288 100: 7.2963 250: 6.878 500: 6.577 1,000: 6.2886 | On-Mom SPDT circular-12.00(Dia) 220V 220V welding mounting，panel mount |  |  |  | No Marking | Square, Button | SW-PB5 | SPDT |  | Green |  |  | 500mA (AC), 100mA (DC) |  |  | 50,000 Cycles | - |  |  |  | LED, Green | 12 VAC/DC | IP40 | [10 empty] | - | Not Applicable |  | Panel Mount, Front |  |  |  | -25°C ~ 55°C |  |  | Box |  | Circular - 12.00mm Dia | [5 empty] | SW |  |  |  |  | On-Mom |  |  | Solder Lug | 220 V | 220 V | 100 | https://www.unikeyic.com/media/pdf/HTMLDatasheet/adam-tech/ff/51/a917/sw-pb5-ab3br112v-ip40-8/2025/11/sw-pb5-ab3br112v-ip40-8.pdf | https://www.unikeyic.com/products/pushbutton-switches/sw-pb5-ab3bg112v-ip40-8/30217045.html
SW-PB7-03LB22CFRG12V | ADAM TECH | 1: 34.3224 10: 29.6114 40: 27.0837 80: 25.8988 120: 25.2287 280: 23.8817 | On-On SPDT circular-19.00(Dia) welding mounting，panel mount |  |  |  | No Marking | Round, Button | SW-PB7 | SPDT |  | Silver |  |  | - |  |  | 50,000 Cycles | - |  |  |  | LED, Green | 12 VAC/DC | IP67 - Dust Tight, Waterproof | [10 empty] | - | Not Applicable |  | Panel Mount, Front |  |  |  | -25°C ~ 55°C |  |  | Box |  | Circular - 19.00mm Dia | [5 empty] | SW |  |  |  |  | On-On |  |  | Solder Lug |  |  | 31 | https://www.unikeyic.com/media/datasheet/00/3c/ab47/003cab47d7035d5ba0001e4eef0463fa.pdf | https://www.unikeyic.com/products/pushbutton-switches/sw-pb7-03lb22cfrg12v/30674972.html
SW-PB8-AA00B11GE-2 | ADAM TECH | 1: 6.1486 10: 5.3122 25: 5.0097 50: 4.7916 200: 4.3832 400: 4.1918 600: 4.0835 1,000: 3.9509 | SPDT TH |  |  |  | No Marking | Round, Plunger | SW-PB8 | SPDT |  | - |  |  | 1A (AC/DC) |  |  | - | - |  |  |  | - | - | IP68 - Dust Tight, Waterproof | [10 empty] | - | 1 (Unlimited) |  | Through Hole |  |  |  | -30°C ~ 85°C |  |  | Box |  | - | [5 empty] | SW |  |  |  |  | On-Mom |  |  | PC Pin | 120 V | 38 V | 270 | https://www.unikeyic.com/media/pdf/HTMLDatasheet/adam-tech/f0/33/70f9/sw-pb8-aa00b11ge-2/2025/11/sw-pb8-aa00b11ge-2.pdf | https://www.unikeyic.com/products/pushbutton-switches/sw-pb8-aa00b11ge-2/33807819.html
SW-PB8-AB00B6QE-1 | ADAM TECH | 1: 5.1654 10: 4.4607 25: 4.2074 50: 4.0244 200: 3.6816 400: 3.5208 600: 3.4299 1,000: 3.3186 | On-Mom SPDT 38V 120V Through hole mounting |  |  |  | No Marking | Round, Plunger | SW-PB8 | SPDT |  | - |  |  | 1A (AC/DC) |  |  | - | - |  |  |  | - | - | - | [10 empty] | - | 1 (Unlimited) |  | Through Hole, Right Angle |  |  |  | -30°C ~ 85°C |  |  | Box |  | - | [5 empty] | SW |  |  |  |  | On-Mom |  |  | PC Pin | 120 V | 38 V | 143 | https://www.unikeyic.com/media/pdf/HTMLDatasheet/adam-tech/a9/ce/b90c/sw-pb8-ab00b6qe-1/2025/11/sw-pb8-ab00b6qe-1.pdf | https://www.unikeyic.com/products/pushbutton-switches/sw-pb8-ab00b6qe-1/33749291.html
SW-PB8-BA00A2QE-3 | ADAM TECH | 1: 7.1541 10: 6.1713 25: 5.8201 50: 5.5668 100: 5.3243 300: 4.9607 500: 4.7999 1,000: 4.5896 | On-On DPDT 28V 125V panel mount |  |  |  | No Marking | Round, Plunger | SW-PB8 | DPDT |  | - |  |  | 6A (AC/DC) |  |  | - | - |  |  |  | - | - | - | [10 empty] | - | 1 (Unlimited) |  | Panel Mount, Rear |  |  |  | -30°C ~ 85°C |  |  | Box |  | - | [5 empty] | SW |  |  |  |  | On-On |  |  | PC Pin | 125 V | 28 V | 173 | https://www.unikeyic.com/media/pdf/HTMLDatasheet/adam-tech/f4/f7/5384/sw-pb8-ba00a2qe-3/2025/11/sw-pb8-ba00a2qe-3.pdf | https://www.unikeyic.com/products/pushbutton-switches/sw-pb8-ba00a2qe-3/33949026.html
T0918SOAAA | bulgin | 5: 5.4441 10: 5.2264 20: 4.8779 50: 4.8779 | Arcolectric (Bulgin) LtdMicro push button switch, panel mount, Instantaneous operation, Panel opening diameter7.1mm, No indicator light, SPST |  |  |  | No Marking | Round, Button | T0918SO | SPST-NC |  | Black |  |  | 500mA (AC) |  |  | - | - |  |  |  | - | - | - | [10 empty] | - | 1 (Unlimited) |  | Panel Mount, Rear |  |  |  | - |  |  | Bulk |  | Circular - 7.10mm Dia | [5 empty] | 0918 |  |  |  |  | On-Mom |  |  | Solder Lug | 250 V |  | 857 | https://www.unikeyic.com/media/datasheet/97/f2/5398/97/b5869ddd8ea28dc072e4ad5e4a5da659.pdf | https://www.unikeyic.com/products/pushbutton-switches/t0918soaaa/29632894.html
T0919SOAAE | bulgin | 1: 10.7791 50: 10.4642 100: 10.1372 250: 9.9192 500: 9.7133 | Arcolectric (Bulgin) Ltd Black micro button switch, panel mount, Instantaneous operation, Panel opening diameter7.1mm, SPST |  | PUSHBUTTON | [8 empty] | - |  | T0919SOAAE bulgin | - |  |  |  |  | - | [8 empty] | 19.3mm(height) |  | 250V | - | - |  |  | welding mounting, panel mount | [8 empty] | 7.1mm | [9 empty] | ON -(ON), SPST | ON -(ON) | [6 empty] | 56 | https://www.unikeyic.com/media/datasheet/e9/48/99de/e9/10aa16d34cd4abe6cbe620efbde7966b.pdf | https://www.unikeyic.com/products/pushbutton-switches/t0919soaae/29881363.html
T0920SOAAD | bulgin | 25: 5.852 75: 5.049 200: 4.796 350: 4.554 500: 4.334 | PUSHBUTTON DPDT 7.1mm welding mounting，panel mount |  | PUSHBUTTON | [8 empty] | - |  | T0920SOAAD bulgin | - |  |  |  |  | - | [10 empty] | - | - | - |  |  | welding mounting, panel mount | [8 empty] | 7.1mm | [9 empty] | DPDT | - | [6 empty] | 477 | https://www.unikeyic.com/media/datasheet/e9/48/99de/e9/10aa16d34cd4abe6cbe620efbde7966b.pdf | https://www.unikeyic.com/products/pushbutton-switches/t0920soaad/59833.html
TH511108601 | saia burgess | 1: 14.4015 10: 13.6819 50: 13.4153 100: 13.1365 250: 12.8699 | Saia-BurgessPushbutton Switches, Latching operation, No, NC |  | rectangle | [8 empty] | - |  |  | - |  |  |  |  | - | [8 empty] | 27mm(Length) |  | - | - | - |  |  | welding mounting, panel mount |  |  | -25℃~85℃ | [5 empty] | 27mm | [9 empty] | SPDT, open - shut | open - shut | [6 empty] | 16 | https://www.unikeyic.com/media/about_us/Unikey_ISO_9001_Certification.pdf | https://www.unikeyic.com/products/pushbutton-switches/th511108601/768706.html
TK-6580A-1 | YUANDI | 5: 0.1993 50: 0.1556 150: 0.1369 1,000: 0.1136 2,000: 0.1032 5,000: 0.097 | push button switch5.8*5.8*9.9Audible Locking Through-hole 6-PinDIPPush Button Switch with Lock6Pfoot |  | - | [8 empty] | - |  | TK-6580A-1 YUANDI | - |  |  |  |  | - | [10 empty] | - | - | - | [9 empty] | Plugins |  | - | [9 empty] | DPDT | - | [7 empty] | https://www.unikeyic.com/media/datasheet/3c/91/f399/3c/6bfcf3a34a152d5870e6b28862d73d92.pdf | https://www.unikeyic.com/products/pushbutton-switches/tk-6580a-1/29821005.html
TK-6580S-1 | YUANDI | 1: 0.4108 10: 0.3316 30: 0.2974 100: 0.255 500: 0.2246 1,000: 0.2128 | push button switch5.8*5.8Tactile Locking SMD 6 Pins Non-directional Push Button Switch SMD Locking Dual Row6Pfoot |  | - | [8 empty] | - |  | TK-6580S-1 YUANDI | - |  |  |  |  | - | [10 empty] | - | - | - | [9 empty] | SMD |  | - | [9 empty] | DPDT | - | [7 empty] | https://www.unikeyic.com/media/datasheet/7a/ef/4e8c/7a/4f1f01cea21900996295eaa56f00dc7b.pdf | https://www.unikeyic.com/products/pushbutton-switches/tk-6580s-1/30153496.html
TK-6830-2 | YUANDI | 10: 0.1065 1,000: 0.0946 3,000: 0.093 17,000: 0.0827 | push button switch8.5*8.5*14Silent Non-locking High Conductivity High Handle DIP Dual Row6PPushbutton SwitchDIP6 Pins |  | - | [8 empty] | - |  | TK-6830-2 YUANDI | - |  |  |  |  | - | [10 empty] | - | - | - |  |  | Through hole mounting | [6 empty] | Plugins |  | - | [9 empty] | DPDT | - | [6 empty] | 1000 | https://www.unikeyic.com/media/datasheet/38/83/6f4c/38/c719a512fd15c23fa969eb6ff4f6c036.pdf | https://www.unikeyic.com/products/pushbutton-switches/tk-6830-2/33531255.html
TL2205OABPBB | E-SWITCH | 1: 4.2572 10: 3.6805 25: 3.4709 50: 3.32 126: 3.1289 252: 2.9926 504: 2.862 1,008: 2.7369 | PUSHBUTTON，Ellipse Oval open-Instantaneous DPDT 10000Cycles 30V Blue 10000Cycles 100mA(DC) Plugins Through hole mounting 8.5mm(Length)*21.45mm(height) |  |  |  | No Marking | Oval, Button | TL2205 | DPDT |  | Black (White Window) |  |  | 100mA (DC) |  |  | - | - |  |  |  | LED, Blue | 3.5 VDC | - | [10 empty] | 10,000 Cycles | 1 (Unlimited) |  | Through Hole |  |  |  | -20°C ~ 70°C |  |  | Bulk |  | - | [5 empty] | TL2205 |  |  |  |  | On-Mom |  |  | PC Pin |  | 30 V | 741 | https://www.unikeyic.com/media/datasheet/5a/13/4ed2/5a/970e163ee9b80c95665dc845a75bc0b9.pdf | https://www.unikeyic.com/products/pushbutton-switches/tl2205oabpbb/29724733.html
TM1-01 | NIDEC COMPONENTS CORPORATION | 100: 0.4339 500: 0.4197 1,000: 0.4019 5,000: 0.3841 | Button Momentary Contact SPST 48V 300000Cycles Plugins Through hole mounting |  | Button | [8 empty] | - |  | TM1-01 NIDEC COMPONENTS CORPORATION | 300000Cycles |  |  |  |  | - | [10 empty] | - | 48V | - |  |  | Through hole mounting |  |  | -25℃~70℃ |  |  |  | Plugins |  | - | [9 empty] | SPST | Momentary Contact | [6 empty] | 25000 | https://www.unikeyic.com/media/datasheet/f7/b3/bb21/f7b3bb21dd7459766ac3101e5f63b9d4.pdf | https://www.unikeyic.com/products/pushbutton-switches/tm1-01/30033632.html
TMG1-01 | NIDEC COMPONENTS CORPORATION | 100: 0.7553 500: 0.7306 1,000: 0.6996 5,000: 0.6687 | Button Momentary Contact SPST 48V Through hole mounting 7mm(Length)*9mm(height) |  | Button | [8 empty] | - |  | TMG1-01 NIDEC COMPONENTS CORPORATION | - |  |  |  |  | - | [8 empty] | 7mm(Length)*9mm(height) |  | - | 48V | - |  |  | Through hole mounting |  |  | -25℃~70℃ | [5 empty] | - | [9 empty] | SPST | Momentary Contact | [6 empty] | 25000 | https://www.unikeyic.com/media/datasheet/upload/2023/05/10/tm&tr.pdf | https://www.unikeyic.com/products/pushbutton-switches/tmg1-01/30003257.html
TP11MS9CQE | C&K | 200: 5.8685 600: 5.7707 | Without Cap OFF - (ON) SPST 60000Cycles 60000Cycles Plugins welding mounting，bushing mounting，Through hole mounting 8.13mm(Length)*8.64mm(height) |  |  |  | No Marking | Round, Plunger | TP11M | SPST-NO |  | Black |  |  | 1A (AC/DC) |  |  | 60,000 Cycles | Sealed |  |  |  | - | - | - | [10 empty] | - | 1 (Unlimited) |  | Through Hole |  |  |  | -30°C ~ 85°C |  |  | Bulk |  | - |  |  | 3755328 |  |  | TP |  |  |  |  | Off-Mom |  |  | PC Pin | 120 V | 28 V | 20000 | https://www.unikeyic.com/media/datasheet/aa/6b/4a81/aa/6a9cece345fe7539189938b494b58a1a.pdf | https://www.unikeyic.com/products/pushbutton-switches/tp11ms9cqe/51235.html
TP11SHZQE | C&K | 5: 6.992 25: 6.0156 50: 5.9616 200: 5.733 400: 5.7225 600: 5.712 1,000: 5.691 2,600: 5.6805 | Round Plunger Off-Mom SPST-NO circular-4.95(Dia) 28V 120V 60000Cycles welding mounting，panel mount |  |  |  | No Marking | Round, Plunger | TP11S | SPST-NO |  | Black |  |  | 1A (AC/DC) |  |  | 60,000 Cycles | Sealed |  |  |  | - | - | - | [10 empty] | - | 1 (Unlimited) |  | Panel Mount, Rear |  |  |  | -30°C ~ 85°C |  |  | Bulk |  | Circular - 4.95mm Dia | [5 empty] | TP |  |  |  |  | Off-Mom |  |  | Solder Lug | 120 V | 28 V | 926 | https://www.unikeyic.com/media/datasheet/aa/6b/4a81/aa/6a9cece345fe7539189938b494b58a1a.pdf | https://www.unikeyic.com/products/pushbutton-switches/tp11shzqe/948559.html
TP2-01 | NIDEC COMPONENTS CORPORATION | 25: 0.9252 125: 0.8949 250: 0.857 1,250: 0.819 | Button Momentary Contact DPDT 30V 10000Cycles Through hole mounting 8.5mm(Length)*7.5mm(height) |  | Button | [8 empty] | - |  | TP2-01 NIDEC COMPONENTS CORPORATION | 10000Cycles |  |  |  |  | - | [8 empty] | 8.5mm(Length)*7.5mm(height) |  | - | 30V | - |  |  | Through hole mounting |  |  | -10℃~70℃ | [5 empty] | - | [9 empty] | DPDT | Momentary Contact | [6 empty] | 1000 | https://www.unikeyic.com/media/datasheet/58/64/f545/5864f545685e901deda2ecd175e08ae0.pdf | https://www.unikeyic.com/products/pushbutton-switches/tp2-01/29894488.html
TP21SHZBE | C&K | 11: 10.692 30: 10.505 | circular，Plunger Off-Mom DPST-NO circular-4.95(Dia) 20V 20V 60000Cycles welding mounting，panel mount |  |  |  | No Marking | Round, Plunger | TP21S | DPST-NO |  | Black |  |  | 0.4VA (AC/DC) |  |  | 60,000 Cycles | Sealed |  |  |  | - | - | - | [10 empty] | - | 1 (Unlimited) |  | Panel Mount, Rear |  |  |  | -30°C ~ 85°C |  |  | Tray |  | Circular - 4.95mm Dia | [5 empty] | TP |  |  |  |  | Off-Mom |  |  | Solder Lug | 20 V | 20 V | 32 | https://www.unikeyic.com/media/datasheet/aa/6b/4a81/aa/6a9cece345fe7539189938b494b58a1a.pdf | https://www.unikeyic.com/products/pushbutton-switches/tp21shzbe/7005.html
TP21SHZGE | C&K | 200: 8.3339 600: 8.195 | Round Plunger Off-Mom DPST-NO circular-4.95(Dia) 60000Cycles 28V 120V 60000Cycles 1A welding mounting，panel mount |  |  |  | No Marking | Round, Plunger | TP21S | DPST-NO |  | Black |  |  | 1A (AC/DC) |  |  | 60,000 Cycles | Sealed |  |  |  | - | - | - | [10 empty] | - | 1 (Unlimited) |  | Panel Mount, Rear |  |  |  | -30°C ~ 85°C |  |  | Tray |  | Circular - 4.95mm Dia | [5 empty] | TP |  |  |  |  | Off-Mom |  |  | Solder Lug | 120 V | 28 V | 20000 | https://www.unikeyic.com/media/datasheet/aa/6b/4a81/aa/6a9cece345fe7539189938b494b58a1a.pdf | https://www.unikeyic.com/products/pushbutton-switches/tp21shzge/25353.html
TP32W0080 | APEM | 1: 6.7716 50: 6.3584 100: 6.1404 250: 6.0557 500: 5.7771 | APEMPushbutton Switches, Printed circuit board installation, Instantaneous operation, No indicator light, SPST |  | Short Round Plunger | [8 empty] | - |  | TP32W0080 APEM | 60000Cycles |  |  |  |  | - | [10 empty] | 20V | 20V | - |  |  | Through hole mounting |  |  | -30℃~85℃ |  |  |  | SPDT |  | - |  |  |  |  | Compliant |  |  |  |  | SPDT | Momentary Contact | [6 empty] | 76 | https://www.unikeyic.com/media/datasheet/d8/bb/9646/d8/1938e5006903aa5e3bd06e10ae40ee81.pdf | https://www.unikeyic.com/products/pushbutton-switches/tp32w0080/29764087.html
TP33WW080 | APEM | 1: 8.536 5: 8.1946 10: 7.6483 20: 7.5117 50: 7.5117 | APEM black button switch, Printed circuit board installation, Instantaneous operation, No indicator light, SPST |  | Short Round Plunger | [8 empty] | - |  | TP33WW080 APEM | 60000Cycles |  |  |  |  | - | [10 empty] | 20V | 20V | - |  |  | Through hole mounting |  |  | -30℃~85℃ | [5 empty] | - |  |  |  |  | Compliant |  |  |  |  | SPST | Momentary Contact | [6 empty] | 2160 | https://www.unikeyic.com/media/datasheet/e9/e8/1aa2/e9e81aa2fd8af184423dc7a60803a0da.pdf | https://www.unikeyic.com/products/pushbutton-switches/tp33ww080/30507041.html
TPA11FGPC0 | TE Connectivity | 100: 12.1099 250: 11.0313 500: 10.0017 | circular，Plunger On-Mom SPDT 20V 20V 100000Cycles Plugins Through hole mounting |  |  |  | No Marking | Round, Plunger | TPA11 | SPDT |  | Black |  |  | 0.4VA (AC/DC) |  |  | 100,000 Cycles | - |  |  |  | - | - | - | [10 empty] | - | Not Applicable |  | Through Hole |  |  |  | -30°C ~ 65°C |  |  | Bulk |  | - |  |  | 529515 |  |  | TP |  |  |  |  | On-Mom |  |  | PC Pin | 20 V | 20 V | 1000 | https://www.unikeyic.com/media/datasheet/58/29/fe69/58/b147d171a8dda5525e3ce096969e5bbf.pdf | https://www.unikeyic.com/products/pushbutton-switches/tpa11fgpc0/29588089.html
TPA21CCGPC0 | TE Connectivity | 10: 11.253 25: 11.055 50: 10.857 100: 10.67 | Round OFF - (ON) DPST 20V 20V 400mA welding mounting，Through hole mounting 9.14mm(height) |  | Round | [8 empty] | 400mA |  | TPA21CCGPC0 TE Connectivity | - |  |  |  |  | - | [8 empty] | 9.14mm(height) |  | 20V | 20V | - |  |  | welding mounting, Through hole mounting |  |  | -30℃~65℃ | [5 empty] | - | [9 empty] | DPST | OFF - (ON) | [6 empty] | 445 | https://www.unikeyic.com/media/datasheet/71/c3/5635/71/aae2b87dcef9979ce5b525ecbcb21bd4.pdf | https://www.unikeyic.com/products/pushbutton-switches/tpa21ccgpc0/1267140.html
TPB11CGPC0 | TE Connectivity | 35: 3.564 80: 3.498 200: 3.432 250: 3.3 500: 3.047 | circular，Plunger Off-Mom SPST-NO 4.78mm 20V 20V 100000Cycles Plugins Through hole mounting |  |  |  | No Marking | Round, Plunger | TPB11 | SPST-NO |  | Black |  |  | 0.4VA (AC/DC) |  |  | 100,000 Cycles | - |  |  |  | - | - | - | [10 empty] | - | Not Applicable |  | Through Hole |  |  |  | -30°C ~ 65°C |  |  | Bulk |  | - |  |  | 525756 |  |  | TP |  |  |  |  | Off-Mom |  |  | PC Pin | 20 V | 20 V | 769 | https://www.unikeyic.com/media/datasheet/21/35/dd7b/21/c594d5b9c4ed8e4f9c4bc367d598c28a.pdf | https://www.unikeyic.com/products/pushbutton-switches/tpb11cgpc0/30596726.html
TPB11CGPC2 | TE Connectivity | 100: 9.7185 250: 8.8529 500: 8.0266 | circular，Plunger Off-Mom SPST-NO 60000Cycles 20V 20V 100000Cycles Through hole mounting |  |  |  | No Marking | Round, Plunger | TPB11 | SPST-NO |  | Red |  |  | 0.4VA (AC/DC) |  |  | 100,000 Cycles | - |  |  |  | - | - | - | [10 empty] | - | Not Applicable |  | Through Hole |  |  |  | -30°C ~ 65°C |  |  | Bulk |  | - | [5 empty] | TP |  |  |  |  | Off-Mom |  |  | PC Pin | 20 V | 20 V | 1000 | https://www.unikeyic.com/media/datasheet/21/35/dd7b/21/c594d5b9c4ed8e4f9c4bc367d598c28a.pdf | https://www.unikeyic.com/products/pushbutton-switches/tpb11cgpc2/466629.html
TPB11FGPC004 | TE Connectivity | 20: 6.589 60: 6.336 200: 6.094 | Round ON - (OFF)，OFF - (ON) SPDT 100000Cycles 20V 20V 100000Cycles welding mounting，Through hole mounting 5.99mm(height) | [42 empty] | Tray |  |  |  |  | 18869535 |  |  | * | [10 empty] | 252 | https://www.unikeyic.com/media/about_us/Unikey_ISO_9001_Certification.pdf | https://www.unikeyic.com/products/pushbutton-switches/tpb11fgpc004/29512535.html
TS-221-GE11 | TE Connectivity | 1: 47.0149 10: 45.4393 50: 44.4401 100: 42.0772 250: 41.3178 | TE ConnectivityPushbutton Switches, Through hole mounting, open-Off operation, No indicator light, 3 CO |  |  |  | No Marking | Round, Button | TS-22 | 3PDT |  | Yellow |  |  | 5A (DC) |  |  | - | - |  |  |  | - | - | IP69K - Dust Tight, High Temp Water Jets, Waterproof | [10 empty] | 100,000 Cycles | Not Applicable |  | Panel Mount, Front |  |  |  | -40°C ~ 90°C |  |  | Box |  | Circular - 30.50mm Dia |  |  | 13168878 |  |  | TS |  |  |  |  | On-Mom |  |  | Connector |  | 32 V | 14 | https://www.unikeyic.com/media/datasheet/f8/25/bb3c/f825bb3c52c684b610f0ec81bc1bd5aa.pdf | https://www.unikeyic.com/products/pushbutton-switches/ts-221-ge11/30583487.html
TSSL 3WRG | knitter-switch | 1: 1.6344 10: 1.586 25: 1.5362 50: 1.473 100: 1.4418 | KNITTER-SWITCH silver button switch, surface mount, Instantaneous operation, With indicator light, SPST |  | Rectangular Button | [8 empty] | - |  | TSSL 3WRG knitter-switch | 30000Cycles |  |  |  |  | red, green | [8 empty] | 8mm(Length)*4.3mm(height) |  | - | 12V | 50000Cycles |  |  | SMD mount |  |  | -20℃~70℃ | [5 empty] | - | [9 empty] | SPST | open - shut | [6 empty] | 25 | https://www.unikeyic.com/media/datasheet/62/6a/0430/62/55afa61b4df8c5b6c3eea71153ecff83.pdf | https://www.unikeyic.com/products/pushbutton-switches/tssl-3wrg/29990253.html
U16543 | APEM | 5: 20.4696 | APEM button switch cap, boots, Used for1200、4700、4800 Series push button switch | [7 empty] | Green | [7 empty] | - | 1200, 4700, and 4800 Series |  |  |  |  | Environment Sealed | [11 empty] | 1 (Unlimited) | [5 empty] | -40°C ~ 85°C |  |  | Bag |  |  |  |  | 1796774 |  |  | - | [10 empty] | 65 | https://www.unikeyic.com/media/datasheet/0f/e7/5ba0/0f/e801866966fa8248efa882b79a6741a3.pdf | https://www.unikeyic.com/products/pushbutton-switches/u16543/83882.html
UB15KKG01N-F | NKK Switches | 1: 17.3443 10: 14.9685 25: 14.1135 50: 13.4984 100: 12.9089 250: 12.4007 | PUSHBUTTON，square On-Mom SPDT square-16.20x16.20 1000000Cycles 28V 28V green 200000Cycles SPDT snap-in mounting，snap fit，welding mounting，panel mount 17.8mm(Length)*8.6mm(height) |  |  |  | No Marking | Square, Button | UB15KKG | SPDT |  | Green |  |  | 0.4VA (AC/DC) |  |  | 200,000 Cycles | Overtravel, Tactile Feedback |  |  |  | - | - | - | [10 empty] | 1,000,000 Cycles | 1 (Unlimited) |  | Panel Mount, Snap-In |  |  |  | -20°C ~ 70°C |  |  | Bulk |  | Square - 16.20mm x 16.20mm |  |  | 2106591 |  |  | UB |  |  |  |  | On-Mom |  |  | Solder Lug | 28 V | 28 V | 202 | https://www.unikeyic.com/media/datasheet/9c/2c/7868/9c/7b316029fb50dc96d9813bdf49e0db22.pdf | https://www.unikeyic.com/products/pushbutton-switches/ub15kkg01n-f/30537538.html
UB15KKW01N | NKK Switches | 1: 14.7826 10: 12.7609 25: 12.0323 50: 11.508 100: 11.0056 250: 10.3737 500: 9.9189 1,000: 9.4832 | Square Button On-Mom SPDT square-16.20x16.20 1000000Cycles 30V 125V 10000Cycles 5A snap-in mounting，snap fit，welding mounting，panel mount |  |  |  | No Marking | Plunger for Cap | UB15KKW | SPDT |  | - |  |  | 5A (AC/DC) |  |  | 10,000 Cycles | Plunger and Panel Seal |  |  |  | - | - | - | [10 empty] | 1,000,000 Cycles | 1 (Unlimited) |  | Panel Mount, Snap-In |  |  |  | -20°C ~ 70°C |  |  | Bulk |  | Square - 16.20mm x 16.20mm | [5 empty] | UB |  |  |  |  | On-Mom |  |  | Solder Lug | 125 V | 30 V | 61 | https://www.unikeyic.com/media/datasheet/9c/2c/7868/9c/7b316029fb50dc96d9813bdf49e0db22.pdf | https://www.unikeyic.com/products/pushbutton-switches/ub15kkw01n/30607067.html
UB15NKW015D-DB | NKK Switches | 1: 22.4424 10: 19.3633 25: 18.2563 50: 17.4599 100: 16.6966 250: 15.7366 500: 15.0456 | Rectangular Button On-Mom SPDT rectangle-22.40x16.20 1000000Cycles 30V 125V Amber 10000Cycles 5A SPDT snap-in mounting，snap fit，welding mounting，panel mount 24mm(Length)*17.8mm(height) |  |  |  | No Marking | Rectangular, Button | UB15NKW | SPDT |  | Amber (White Filter/Diffuser) |  |  | 5A (AC/DC) |  |  | 10,000 Cycles | Process Sealed |  |  |  | LED, Amber | 2 VDC | - | [10 empty] | 1,000,000 Cycles | 1 (Unlimited) |  | Panel Mount, Snap-In |  |  |  | -25°C ~ 50°C |  |  | Bulk |  | Rectangular - 22.40mm x 16.20mm | [5 empty] | UB |  |  |  |  | On-Mom |  |  | Solder Lug | 125 V | 30 V | 35 | https://www.unikeyic.com/media/datasheet/a5/94/100e/d4/db9e5cc6548d815e7e7e062697532bad.pdf | https://www.unikeyic.com/products/pushbutton-switches/ub15nkw015d-db/30774343.html
UB15RKW035F | NKK Switches | 1: 21.6331 10: 18.6706 25: 17.6034 50: 16.8358 100: 16.1 250: 15.1745 500: 14.5084 | Rectangular Button On-Mom SPDT, 1M Cycles, 30V/125V, Green, 10k Cycles @ 5A, TH Mount, 20.32mm L × 15.24mm H |  |  |  | No Marking | Plunger for Cap | UB15RKW | SPDT |  | - |  |  | 5A (AC/DC) |  |  | 10,000 Cycles | Process Sealed |  |  |  | LED, Green | 2.1 VDC | - | [10 empty] | 1,000,000 Cycles | 1 (Unlimited) |  | Through Hole |  |  |  | -25°C ~ 50°C |  |  | Bulk |  | - | [5 empty] | UB |  |  |  |  | On-Mom |  |  | PC Pin | 125 V | 30 V | 8 | https://www.unikeyic.com/media/datasheet/a5/94/100e/d4/db9e5cc6548d815e7e7e062697532bad.pdf | https://www.unikeyic.com/products/pushbutton-switches/ub15rkw035f/180638.html
UB15SKG036B | NKK Switches | 1: 30.381 | Cap On-Mom SPDT 1000000Cycles 28V 28V white 200000Cycles SPDT Through hole mounting 15.24mm(Length)*15.24mm(height) |  |  |  | No Marking | Plunger for Cap | UB15SKG | SPDT |  | - |  |  | 0.4VA (AC/DC) |  |  | 200,000 Cycles | Process Sealed |  |  |  | LED, White | 2.9 VDC | - | [10 empty] | 1,000,000 Cycles | 1 (Unlimited) |  | Through Hole |  |  |  | -25°C ~ 50°C |  |  | Bulk |  | - | [5 empty] | UB |  |  |  |  | On-Mom |  |  | PC Pin | 28 V | 28 V | 312 | https://www.unikeyic.com/media/datasheet/a5/94/100e/d4/db9e5cc6548d815e7e7e062697532bad.pdf | https://www.unikeyic.com/products/pushbutton-switches/ub15skg036b/33649808.html
UB15SKW035C-CJ | NKK Switches | 1: 20.0887 10: 17.3404 25: 16.3495 50: 15.6361 100: 14.9529 250: 14.0935 500: 13.4749 | Square Button On-Mom SPDT 1000000Cycles 30V 125V red 10000Cycles 5A SPDT Through hole mounting 15.24mm(Length)*15.24mm(height) |  |  |  | No Marking | Square, Button | UB15SKW | SPDT |  | Red |  |  | 5A (AC/DC) |  |  | 10,000 Cycles | Process Sealed |  |  |  | LED, Red | 1.85 VDC | - | [10 empty] | 1,000,000 Cycles | 1 (Unlimited) |  | Through Hole |  |  |  | -25°C ~ 50°C |  |  | Bulk |  | - | [5 empty] | UB |  |  |  |  | On-Mom |  |  | PC Pin | 125 V | 30 V | 11 | https://www.unikeyic.com/media/datasheet/a5/94/100e/d4/db9e5cc6548d815e7e7e062697532bad.pdf | https://www.unikeyic.com/products/pushbutton-switches/ub15skw035c-cj/29745798.html
UB15SKW035C-JC | NKK Switches | 1: 20.0887 10: 17.3404 25: 16.3495 50: 15.6361 100: 14.9529 250: 14.0935 500: 13.4749 | Square Button On-Mom SPDT 1000000Cycles 30V 125V red 10000Cycles 5A SPDT Through hole mounting 15.24mm(Length)*15.24mm(height) |  |  |  | No Marking | Square, Button | UB15SKW | SPDT |  | Clear (Red Filter/Diffuser) |  |  | 5A (AC/DC) |  |  | 10,000 Cycles | Process Sealed |  |  |  | LED, Red | 1.85 VDC | - | [10 empty] | 1,000,000 Cycles | 1 (Unlimited) |  | Through Hole |  |  |  | -25°C ~ 50°C |  |  | Bulk |  | - | [5 empty] | UB |  |  |  |  | On-Mom |  |  | PC Pin | 125 V | 30 V | 24 | https://www.unikeyic.com/media/datasheet/a5/94/100e/d4/db9e5cc6548d815e7e7e062697532bad.pdf | https://www.unikeyic.com/products/pushbutton-switches/ub15skw035c-jc/30428682.html
UB15SKW035F-JF | NKK Switches | 1: 17.9975 10: 16.254 250: 14.8932 | Square Button On-Mom SPDT 1000000Cycles 30V 125V green 10000Cycles 5A Plugins Through hole mounting 15.24mm(Length)*15.24mm(height) |  |  |  | No Marking | Square, Button | UB15SKW | SPDT |  | Clear (Green Filter/Diffuser) |  |  | 5A (AC/DC) |  |  | 10,000 Cycles | Process Sealed |  |  |  | LED, Green | 2.1 VDC | - | [10 empty] | 1,000,000 Cycles | 1 (Unlimited) |  | Through Hole |  |  |  | -25°C ~ 50°C |  |  | Tray |  | - | [5 empty] | UB |  |  |  |  | On-Mom |  |  | PC Pin | 125 V | 30 V | 41 | https://www.unikeyic.com/media/datasheet/a5/94/100e/d4/db9e5cc6548d815e7e7e062697532bad.pdf | https://www.unikeyic.com/products/pushbutton-switches/ub15skw035f-jf/33971101.html
UB16KKW015D | NKK Switches | 1: 9.945 | NKK Switches Amber Pushbutton, PCB Mount, On-Off, w/Indicator, SPDT |  |  |  | No Marking | Plunger for Cap | UB16KKW | SPDT |  | - |  |  | 5A (AC/DC) |  |  | 10,000 Cycles | Process Sealed |  |  |  | LED, Amber | 2 VDC | - | [10 empty] | 200,000 Cycles | 1 (Unlimited) |  | Panel Mount, Snap-In |  |  |  | -25°C ~ 50°C |  |  | Bulk |  | Square - 16.20mm x 16.20mm | [5 empty] | UB |  |  |  |  | On-On |  |  | Solder Lug | 125 V | 30 V | 31 | https://www.unikeyic.com/media/datasheet/a5/94/100e/d4/db9e5cc6548d815e7e7e062697532bad.pdf | https://www.unikeyic.com/products/pushbutton-switches/ub16kkw015d/253299.html
UB16SKG035C | NKK Switches | 1: 20.3042 10: 17.523 25: 16.5211 50: 15.8006 100: 15.1102 250: 14.2416 500: 13.6164 | Cap On-On SPDT 200000Cycles 28V 28V red 200000Cycles SPDT Through hole mounting |  |  |  | No Marking | Plunger for Cap | UB16SKG | SPDT |  | - |  |  | 0.4VA (AC/DC) |  |  | 200,000 Cycles | Process Sealed |  |  |  | LED, Red | 1.85 VDC | - | [10 empty] | 200,000 Cycles | 1 (Unlimited) |  | Through Hole |  |  |  | -25°C ~ 50°C |  |  | Bulk |  | - | [5 empty] | UB |  |  |  |  | On-On |  |  | PC Pin | 28 V | 28 V | 10 | https://www.unikeyic.com/media/datasheet/a5/94/100e/d4/db9e5cc6548d815e7e7e062697532bad.pdf | https://www.unikeyic.com/products/pushbutton-switches/ub16skg035c/1061397.html
UB16SKG035C-CC | NKK Switches | 1: 21.8171 10: 18.8316 25: 17.7547 50: 16.9801 100: 16.238 250: 15.3043 500: 14.6324 | PUSHBUTTON，square On-On SPDT 200000Cycles 28V 28V red 200000Cycles SPDT Through hole mounting 15.24mm(Length)*15.24mm(height) |  |  |  | No Marking | Square, Button | UB16SKG | SPDT |  | Red |  |  | 0.4VA (AC/DC) |  |  | 200,000 Cycles | Process Sealed |  |  |  | LED, Red | 1.85 VDC | - | [10 empty] | 200,000 Cycles | 1 (Unlimited) |  | Through Hole |  |  |  | -25°C ~ 50°C |  |  | Bulk |  | - | [5 empty] | UB |  |  |  |  | On-On |  |  | PC Pin | 28 V | 28 V | 30 | https://www.unikeyic.com/media/datasheet/5e/54/da4e/5e/a85ac7db6a8b25505efdccf6fc47624f.pdf | https://www.unikeyic.com/products/pushbutton-switches/ub16skg035c-cc/30517598.html
UB16SKW035F-JJ | NKK Switches | 1: 22.4424 10: 19.3633 25: 18.2563 50: 17.4599 100: 16.6966 250: 15.7366 500: 15.0456 | Square Button Switch, SPDT, On-On, 30V/125V, 5A, 200k Cycles (Green), 10k Cycles, TH, 15.24mm L × 15.24mm H |  |  |  | No Marking | Square, Button | UB16SKW | SPDT |  | Clear |  |  | 5A (AC/DC) |  |  | 10,000 Cycles | Process Sealed |  |  |  | LED, Green | 2.1 VDC | - | [10 empty] | 200,000 Cycles | 1 (Unlimited) |  | Through Hole |  |  |  | -25°C ~ 50°C |  |  | Bulk |  | - | [5 empty] | UB |  |  |  |  | On-On |  |  | PC Pin | 125 V | 30 V | 19 | https://www.unikeyic.com/media/datasheet/a5/94/100e/d4/db9e5cc6548d815e7e7e062697532bad.pdf | https://www.unikeyic.com/products/pushbutton-switches/ub16skw035f-jj/30885402.html
UB215KKG016F-1JB | NKK Switches | 1: 50.8248 10: 43.8404 25: 41.3277 50: 39.5194 100: 37.7868 250: 35.6075 | PUSHBUTTON，square open-Instantaneous SPDT square-17.40mm² 1000000Cycles 28V green 200000Cycles SPDT snap-in mounting，panel mount |  |  |  | No Marking | Square, Button | UB215KK | SPDT |  | Clear (White Filter/Diffuser) |  |  | 0.4VA (AC/DC) |  |  | 200,000 Cycles | Pulse 300 ms |  |  |  | LED, Green | 3.5 VDC | - | [10 empty] | 1,000,000 Cycles | 1 (Unlimited) |  | Panel Mount, Snap-In |  |  |  | -25°C ~ 50°C |  |  | Tray |  | Square - 17.40mm x 17.40mm | [5 empty] | UB2 |  |  |  |  | On-Mom |  |  | Solder Lug | 28 V | 28 V | 7 | https://www.unikeyic.com/media/datasheet/a5/94/100e/7a/1a33ac5239ccf72fcb846e3a482a7ea5.pdf | https://www.unikeyic.com/products/pushbutton-switches/ub215kkg016f-1jb/30489147.html
UB215KKW015D | NKK Switches | 1: 16.796 | Without Cap On-Mom SPDT square-17.40x17.40 10000Cycles 30V 125V Amber 10000Cycles 5A SPDT snap-in mounting，snap fit，welding mounting，panel mount |  |  |  | No Marking | Plunger for Cap | UB215KK | SPDT |  | - |  |  | 5A (AC/DC) |  |  | 10,000 Cycles | Epoxy Sealed Terminals |  |  |  | LED, Amber | 2 VDC | - | [10 empty] | 1,000,000 Cycles | 1 (Unlimited) |  | Panel Mount, Snap-In |  |  |  | -25°C ~ 50°C |  |  | Bulk |  | Square - 17.40mm x 17.40mm |  |  | 2106791 |  |  | UB2 |  |  |  |  | On-Mom |  |  | Solder Lug | 125 V | 30 V | 41 | https://www.unikeyic.com/media/datasheet/a5/94/100e/3f/079f0d29591904e677a3c3a45ce47eec.pdf | https://www.unikeyic.com/products/pushbutton-switches/ub215kkw015d/356107.html
UB215KKW016B | NKK Switches | 1: 28.3068 | Square Button On-Mom SPDT square-17.40x17.40 1000000Cycles 30V 125V white 10000Cycles SPDT snap-in mounting，snap fit，welding mounting，panel mount 19mm(Length)*23.5mm(height) |  |  |  | No Marking | Plunger for Cap | UB215KK | SPDT |  | - |  |  | 5A (AC/DC) |  |  | 10,000 Cycles | Push-Lock, Turn-Reset |  |  |  | LED, White | 3.3 VDC | - | [10 empty] | 1,000,000 Cycles | 1 (Unlimited) |  | Panel Mount, Snap-In |  |  |  | -25°C ~ 50°C |  |  | Bulk |  | Square - 17.40mm x 17.40mm | [5 empty] | UB2 |  |  |  |  | On-Mom |  |  | Solder Lug | 125 V | 30 V | 19 | https://www.unikeyic.com/media/datasheet/a5/94/100e/3f/079f0d29591904e677a3c3a45ce47eec.pdf | https://www.unikeyic.com/products/pushbutton-switches/ub215kkw016b/30426082.html
UB215KKW016CF-3JB | NKK Switches | 1: 36.1567 10: 31.1958 25: 29.4096 50: 28.1239 100: 26.8926 250: 25.3436 | Square SPDT Switch, 17.40mm × 17.40mm, 10000 Cycles, 30V/125V, Red/Green, 5A, Snap-In, Panel Mount |  |  |  | No Marking | Square, Button | UB215KK | SPDT |  | Clear (White Filter/Diffuser) |  |  | 5A (AC/DC) |  |  | 10,000 Cycles | PVC Cap and Frame |  |  |  | LED, Green/Red | 2.1, 3.5 VDC | - | [10 empty] | 1,000,000 Cycles | 1 (Unlimited) |  | Panel Mount, Snap-In |  |  |  | -25°C ~ 50°C |  |  | Tray |  | Square - 17.40mm x 17.40mm |  |  | 1210565 |  |  | UB2 |  |  |  |  | On-Mom |  |  | Solder Lug | 125 V | 30 V | 10 | https://www.unikeyic.com/media/datasheet/a5/94/100e/3f/079f0d29591904e677a3c3a45ce47eec.pdf | https://www.unikeyic.com/products/pushbutton-switches/ub215kkw016cf-3jb/1052624.html
UB215SKG036CF-1JB | NKK Switches | 1: 36.2001 10: 31.2305 25: 29.442 50: 28.1555 100: 26.9225 250: 25.3718 | PUSHBUTTON，square On-Mom SPDT 1000000Cycles 28V 28V red，green 200000Cycles SPDT Through hole mounting 15mm(Length)*18.5mm(height) |  |  |  | No Marking | Square, Button | UB215SK | SPDT |  | Clear (White Filter/Diffuser) |  |  | 0.4VA (AC/DC) |  |  | 200,000 Cycles | Sealed |  |  |  | LED, Green/Red | 2.1, 3.5 VDC | - | [10 empty] | 1,000,000 Cycles | 1 (Unlimited) |  | Through Hole |  |  |  | -25°C ~ 50°C |  |  | Tray |  | - | [5 empty] | UB2 |  |  |  |  | On-Mom |  |  | PC Pin | 28 V | 28 V | 12 | https://www.unikeyic.com/media/datasheet/a5/94/100e/3f/079f0d29591904e677a3c3a45ce47eec.pdf | https://www.unikeyic.com/products/pushbutton-switches/ub215skg036cf-1jb/686753.html
UB215SKG03N-3JB | NKK Switches | 1: 17.9496 10: 15.4904 25: 14.6055 50: 13.9687 100: 13.3586 250: 12.5912 500: 12.039 | PUSHBUTTON，square On-Mom SPDT 1000000Cycles 28V 28V 200000Cycles SPDT Through hole mounting |  |  |  | No Marking | Square, Button | UB215SK | SPDT |  | Clear (White Filter/Diffuser) |  |  | 0.4VA (AC/DC) |  |  | 200,000 Cycles | Sealed - Fully |  |  |  | - | - | - | [10 empty] | 1,000,000 Cycles | 1 (Unlimited) |  | Through Hole |  |  |  | -25°C ~ 70°C |  |  | Bulk |  | - | [5 empty] | UB2 |  |  |  |  | On-Mom |  |  | PC Pin | 28 V | 28 V | 10 | https://www.unikeyic.com/media/datasheet/a5/94/100e/3f/079f0d29591904e677a3c3a45ce47eec.pdf | https://www.unikeyic.com/products/pushbutton-switches/ub215skg03n-3jb/33637168.html
UB216KKW016DG-5JDG14 | NKK Switches | 1: 56.2231 10: 48.4984 25: 45.7185 50: 43.7181 100: 41.801 250: 39.3898 | Character alternating，PUSHBUTTON，square On-On SPDT square-17.40x17.40 200000Cycles 30V 125V Amber，Blue 10000Cycles 5A(AC/DC) SPDT snap-in mounting，snap fit，welding mounting，panel mount |  |  |  | OPEN/CLOSE (Alternating) | Square, Button, Alternating Legend | UB216KK | SPDT |  | Clear |  |  | 5A (AC/DC) |  |  | 10,000 Cycles | - |  |  |  | LED, Amber/Blue | 2.8, 2 VDC | - | [10 empty] | 200,000 Cycles | 1 (Unlimited) |  | Panel Mount, Snap-In |  |  |  | -25°C ~ 50°C |  |  | Bulk |  | Square - 17.40mm x 17.40mm | [5 empty] | UB2 |  |  |  |  | On-On |  |  | Solder Lug | 125 V | 30 V | 18 | https://www.unikeyic.com/media/datasheet/a5/94/100e/3f/079f0d29591904e677a3c3a45ce47eec.pdf | https://www.unikeyic.com/products/pushbutton-switches/ub216kkw016dg-5jdg14/1120441.html
UB225SKG036B-2B | NKK Switches | 1: 59.693 10: 51.4895 25: 48.5372 50: 46.4127 100: 44.3772 250: 41.8167 | PUSHBUTTON，square On-Mom DPDT 1000000Cycles 28V 28V white 200000Cycles Through hole mounting 15mm(Length)*18.5mm(height) |  |  |  | No Marking | Square, Button | UB225SK | DPDT |  | White |  |  | 0.4VA (AC/DC) |  |  | 200,000 Cycles | Sealed - Fully |  |  |  | LED, White | 3.3 VDC | - | [10 empty] | 1,000,000 Cycles | 1 (Unlimited) |  | Through Hole |  |  |  | -25°C ~ 50°C |  |  | Bulk |  | - |  |  | 4513019 |  |  | UB2 |  |  |  |  | On-Mom |  |  | PC Pin | 28 V | 28 V | 12 | https://www.unikeyic.com/media/datasheet/5d/5f/570e/5d5f570eedb976b3a36170fa883da3a7.pdf | https://www.unikeyic.com/products/pushbutton-switches/ub225skg036b-2b/34003003.html
UB226KKG016CF | NKK Switches | 1: 21.996 | Cap On-On DPDT square-17.40x17.40 200000Cycles 28V 28V red，green 200000Cycles snap-in mounting，snap fit，welding mounting，panel mount |  |  |  | No Marking | Plunger for Cap | UB226KK | DPDT |  | - |  |  | 0.4VA (AC/DC) |  |  | 200,000 Cycles | Sealed - Fully |  |  |  | LED, Green/Red | 2.1, 3.5 VDC | - | [10 empty] | 200,000 Cycles | 1 (Unlimited) |  | Panel Mount, Snap-In |  |  |  | -25°C ~ 50°C |  |  | Bulk |  | Square - 17.40mm x 17.40mm | [5 empty] | UB2 |  |  |  |  | On-On |  |  | Solder Lug | 28 V | 28 V | 9 | https://www.unikeyic.com/media/datasheet/a5/94/100e/3f/079f0d29591904e677a3c3a45ce47eec.pdf | https://www.unikeyic.com/products/pushbutton-switches/ub226kkg016cf/33531320.html
UB226KKW015C-1JC | NKK Switches | 1: 34.611 10: 29.8667 25: 28.1574 50: 26.9273 100: 25.7488 250: 24.2662 | Square Button On-On DPDT square-17.40x17.40 10000Cycles 30V 125V red 10000Cycles 5A snap-in mounting，snap fit，welding mounting，panel mount 19mm(Length)*23.5mm(height) |  |  |  | No Marking | Square, Button | UB226KK | DPDT |  | Clear (Red Filter/Diffuser) |  |  | 5A (AC/DC) |  |  | 10,000 Cycles | Sealed - Fully |  |  |  | LED, Red | 1.85 VDC | - | [10 empty] | 200,000 Cycles | 1 (Unlimited) |  | Panel Mount, Snap-In |  |  |  | -25°C ~ 50°C |  |  | Bulk |  | Square - 17.40mm x 17.40mm | [5 empty] | UB2 |  |  |  |  | On-On |  |  | Solder Lug | 125 V | 30 V | 10 | https://www.unikeyic.com/media/datasheet/a5/94/100e/3f/079f0d29591904e677a3c3a45ce47eec.pdf | https://www.unikeyic.com/products/pushbutton-switches/ub226kkw015c-1jc/34065890.html
UB226KKW015D-1JD | NKK Switches | 1: 34.611 10: 29.8667 25: 28.1574 50: 26.9273 100: 25.7488 250: 24.2662 | Square Button On-On DPDT Square 17.40×17.40mm 10000 Cycles 30V 125V Amber 10000 Cycles 5A Snap-In, Push-In, Solder, Panel Mount 19mm L × 23.5mm H |  |  |  | No Marking | Square, Button | UB226KK | DPDT |  | Clear (Amber Filter/Diffuser) |  |  | 5A (AC/DC) |  |  | 10,000 Cycles | Sealed - Fully |  |  |  | LED, Amber | 2 VDC | - | [10 empty] | 200,000 Cycles | 1 (Unlimited) |  | Panel Mount, Snap-In |  |  |  | -25°C ~ 50°C |  |  | Bulk |  | Square - 17.40mm x 17.40mm | [5 empty] | UB2 |  |  |  |  | On-On |  |  | Solder Lug | 125 V | 30 V | 20 | https://www.unikeyic.com/media/datasheet/a5/94/100e/3f/079f0d29591904e677a3c3a45ce47eec.pdf | https://www.unikeyic.com/products/pushbutton-switches/ub226kkw015d-1jd/277455.html
UB25KKG01N-F | NKK Switches | 1: 22.3034 10: 19.2476 25: 18.1472 50: 17.3555 100: 16.5968 250: 15.6425 500: 14.9557 | Pushbutton, Square On-Mom DPDT, Square-16.20x16.20, 1M Cycles, 28V, 28V, 200k Cycles, Snap-In, Push-On, Solder, Panel Mount, 17.8mm L × 17.8mm H |  |  |  | No Marking | Square, Button | UB25KKG | DPDT |  | Green |  |  | 0.4VA (AC/DC) |  |  | 200,000 Cycles | Sealed - Hermetically |  |  |  | - | - | - | [10 empty] | 1,000,000 Cycles | 1 (Unlimited) |  | Panel Mount, Snap-In |  |  |  | -20°C ~ 70°C |  |  | Bulk |  | Square - 16.20mm x 16.20mm | [5 empty] | UB |  |  |  |  | On-Mom |  |  | Solder Lug | 28 V | 28 V | 22 | https://www.unikeyic.com/media/datasheet/9c/2c/7868/9c/7b316029fb50dc96d9813bdf49e0db22.pdf | https://www.unikeyic.com/products/pushbutton-switches/ub25kkg01n-f/34070338.html
UB25KKW015C | NKK Switches | 1: 14.4444 | NKK SwitchesPushbutton Switches, panel mount, shut-(shut)operate, With indicator light, DPDT |  |  |  | No Marking | Plunger for Cap | UB25KKW | DPDT |  | - |  |  | 5A (AC/DC) |  |  | 10,000 Cycles | Spot LED |  |  |  | LED, Red | 1.85 VDC | - | [10 empty] | 1,000,000 Cycles | 1 (Unlimited) |  | Panel Mount, Snap-In |  |  |  | -25°C ~ 50°C |  |  | Bulk |  | Square - 16.20mm x 16.20mm |  |  | 2106954 |  |  | UB |  |  |  |  | On-Mom |  |  | Solder Lug | 125 V | 30 V | 4 | https://www.unikeyic.com/media/datasheet/a5/94/100e/d4/db9e5cc6548d815e7e7e062697532bad.pdf | https://www.unikeyic.com/products/pushbutton-switches/ub25kkw015c/30698147.html
UB25NKW015C | NKK Switches | 1: 12.207 | Without Cap On-Mom DPDT rectangle-22.40x16.20 10000Cycles 30V 125V red 10000Cycles 5A snap-in mounting，snap fit，welding mounting，panel mount |  |  |  | No Marking | Plunger for Cap | UB25NKW | DPDT |  | - |  |  | 5A (AC/DC) |  |  | 10,000 Cycles | Spot LED |  |  |  | LED, Red | 1.85 VDC | - | [10 empty] | 1,000,000 Cycles | 1 (Unlimited) |  | Panel Mount, Snap-In |  |  |  | -25°C ~ 50°C |  |  | Bulk |  | Rectangular - 22.40mm x 16.20mm | [5 empty] | UB |  |  |  |  | On-Mom |  |  | Solder Lug | 125 V | 30 V | 40 | https://www.unikeyic.com/media/datasheet/a5/94/100e/d4/db9e5cc6548d815e7e7e062697532bad.pdf | https://www.unikeyic.com/products/pushbutton-switches/ub25nkw015c/33449126.html
UB25SKG035C-CC | NKK Switches | 1: 25.1856 10: 21.7285 25: 20.4867 50: 19.5925 100: 18.7358 250: 17.6583 500: 16.8828 | PUSHBUTTON，square On-Mom DPDT 1000000Cycles 28V 28V red 200000Cycles Through hole mounting 15.24mm(Length)*15.24mm(height) |  |  |  | No Marking | Square, Button | UB25SKG | DPDT |  | Red |  |  | 0.4VA (AC/DC) |  |  | 200,000 Cycles | Spot LED |  |  |  | LED, Red | 1.85 VDC | - | [10 empty] | 1,000,000 Cycles | 1 (Unlimited) |  | Through Hole |  |  |  | -25°C ~ 50°C |  |  | Bulk |  | - | [5 empty] | UB |  |  |  |  | On-Mom |  |  | PC Pin | 28 V | 28 V | 42 | https://www.unikeyic.com/media/datasheet/a5/94/100e/d4/db9e5cc6548d815e7e7e062697532bad.pdf | https://www.unikeyic.com/products/pushbutton-switches/ub25skg035c-cc/30348348.html
UB26NKW015C-JC | NKK Switches | 1: 27.6264 10: 23.8399 25: 22.4765 50: 21.4952 100: 20.5549 250: 19.372 500: 18.5207 | Rectangular Button On-On DPDT rectangle-22.40x16.20 30V 125V red 10000Cycles 5A snap-in mounting，snap fit，welding mounting，panel mount 24mm(Length)*17.8mm(height) |  |  |  | No Marking | Rectangular, Button | UB26NKW | DPDT |  | Clear (Red Filter/Diffuser) |  |  | 5A (AC/DC) |  |  | 10,000 Cycles | Stainless Steel |  |  |  | LED, Red | 1.85 VDC | - | [10 empty] | 200,000 Cycles | 1 (Unlimited) |  | Panel Mount, Snap-In |  |  |  | -25°C ~ 50°C |  |  | Tray |  | Rectangular - 22.40mm x 16.20mm |  |  | 1053053 |  |  | UB |  |  |  |  | On-On |  |  | Solder Lug | 125 V | 30 V | 19 | https://www.unikeyic.com/media/datasheet/a5/94/100e/d4/db9e5cc6548d815e7e7e062697532bad.pdf | https://www.unikeyic.com/products/pushbutton-switches/ub26nkw015c-jc/147853.html
UB26NKW015D | NKK Switches | 1: 12.987 | Without Cap On-On DPDT rectangle-22.40x16.20 30V 125V Amber 5A snap-in mounting，snap fit，welding mounting，panel mount |  |  |  | No Marking | Plunger for Cap | UB26NKW | DPDT |  | - |  |  | 5A (AC/DC) |  |  | 10,000 Cycles | Stainless Steel |  |  |  | LED, Amber | 2 VDC | - | [10 empty] | 200,000 Cycles | 1 (Unlimited) |  | Panel Mount, Snap-In |  |  |  | -25°C ~ 50°C |  |  | Bulk |  | Rectangular - 22.40mm x 16.20mm |  |  | 2107074 |  |  | UB |  |  |  |  | On-On |  |  | Solder Lug | 125 V | 30 V | 5 | https://www.unikeyic.com/media/datasheet/a5/94/100e/d4/db9e5cc6548d815e7e7e062697532bad.pdf | https://www.unikeyic.com/products/pushbutton-switches/ub26nkw015d/521509.html
UB26RKG035C-CC | NKK Switches | 1: 27.7344 10: 23.9296 25: 22.5603 50: 21.5752 100: 20.6315 250: 19.4441 500: 18.5896 | PUSHBUTTON，rectangle On-On DPDT 200000Cycles 28V 28V red 200000Cycles Through hole mounting 20.32mm(Length)*15.24mm(height) |  |  |  | No Marking | Rectangular, Button | UB26RKG | DPDT |  | Red |  |  | 0.4VA (AC/DC) |  |  | 200,000 Cycles | Stainless Steel |  |  |  | LED, Red | 1.85 VDC | - | [10 empty] | 200,000 Cycles | 1 (Unlimited) |  | Through Hole |  |  |  | -25°C ~ 50°C |  |  | Tray |  | - | [5 empty] | UB |  |  |  |  | On-On |  |  | PC Pin | 28 V | 28 V | 2 | https://www.unikeyic.com/media/datasheet/a5/94/100e/d4/db9e5cc6548d815e7e7e062697532bad.pdf | https://www.unikeyic.com/products/pushbutton-switches/ub26rkg035c-cc/29731429.html
ULP12OAP1RSFCL1REDGRN | E-SWITCH | 1: 9.936 10: 8.206 25: 7.614 60: 7.29 120: 6.9876 300: 6.6204 540: 5.9832 1,020: 5.8536 | On-Mom SPDT 28V 28V red，green 100mA SPDT Through hole mounting |  |  |  | No Marking | Square, Button | ULP12 | SPDT |  | Clear (White Filter/Diffuser) |  |  | 0.4VA (AC/DC) |  |  | 200,000 Cycles | Tactile Feedback |  |  |  | LED, Green/Red | - | - | [10 empty] | 1,000,000 Cycles | 1 (Unlimited) |  | Through Hole |  |  |  | -20°C ~ 70°C |  |  | Bulk |  | - |  |  | 4029497 |  |  | ULP |  |  |  |  | On-Mom |  |  | PC Pin | 28 V | 28 V | 470 | https://www.unikeyic.com/media/datasheet/1f/0e/1790/1f/8f3ed7988853e9397274c626f1a1d938.pdf | https://www.unikeyic.com/products/pushbutton-switches/ulp12oap1rsfcl1redgrn/30878640.html
ULP12OAP1RSFCL1RGB | E-SWITCH | 120: 10.5258 300: 9.9212 540: 9.551 1,020: 9.1653 | On-Mom SPDT Switch 28V TH |  |  |  |  | Square, Button |  | SPDT |  | Clear (White Filter/Diffuser) |  |  | 100mA (DC) |  |  | 200,000 Cycles | - |  |  |  | LED, Blue/Green/Red | 2.1, 3.1, 3.2 VDC | - | [10 empty] | 1,000,000 Cycles | 1 (Unlimited) |  | Through Hole |  |  |  | -40°C ~ 85°C |  |  | Bulk |  | - |  |  | 16019983 |  |  | ULP |  |  |  |  | On-Mom |  |  | PC Pin |  | 28 V | 244 | https://www.unikeyic.com/media/datasheet/5c/ed/d8a9/c7/3c30b334181b6e5b6ae07175d87f6ac7.pdf | https://www.unikeyic.com/products/pushbutton-switches/ulp12oap1rsfcl1rgb/33991661.html
ULV4F23SS344 | E-SWITCH | 280: 14.5045 525: 13.9258 | SWITCH PUSHBUTTON SPDT 3A 125V |  |  |  |  | Round, Button, Flush |  | SPDT |  | Silver |  |  | 3A (AC) |  |  | 50,000 Cycles | - |  |  |  | LED, Blue | 12 VDC | IP67 - Dust Tight, Waterproof | [10 empty] | 500,000 Cycles | 1 (Unlimited) |  | Panel Mount, Front |  |  |  | -20°C ~ 55°C |  |  | Bulk |  | Circular - 19.20mm Dia |  |  | 16019282 |  |  | ULV4 |  |  |  |  | On-On |  |  | Solder, Quick Connect - 0.110" (2.8mm) | 125 V |  | 498 | https://www.unikeyic.com/media/datasheet/49/ac/0164/49/cfad7056d6be04654a3dcb4e42dfecd5.pdf | https://www.unikeyic.com/products/pushbutton-switches/ulv4f23ss344/30078794.html
ULV4F2BSLL34L20 | E-SWITCH | 1: 16.7446 5: 15.0032 10: 14.7353 25: 14.7353 50: 14.4674 100: 14.4674 250: 14.4674 | Anti-Vandal Push Button Switch |  |  |  | No Marking | Round, Button, Flush | ULV4 | SPDT |  | Silver |  |  | 3A (AC) |  |  | 50,000 Cycles | - |  |  |  | LED, Green | 12 VDC | IP67 - Dust Tight, Waterproof | [10 empty] | 1,000,000 Cycles | 1 (Unlimited) |  | Panel Mount, Front |  |  |  | -20°C ~ 55°C |  |  | Bulk |  | Circular - 19.20mm Dia | [5 empty] | ULV4 |  |  |  |  | On-Mom |  |  | Solder Lug | 125 V |  | 37 | https://www.unikeyic.com/media/datasheet/49/ac/0164/49/cfad7056d6be04654a3dcb4e42dfecd5.pdf | https://www.unikeyic.com/products/pushbutton-switches/ulv4f2bsll34l20/7244990.html
ULV4F2HSLL37L22 | E-SWITCH | 1: 18.3815 5: 16.4698 10: 16.1757 25: 16.1757 50: 15.8816 100: 15.8816 250: 15.8816 | Anti-Vandal Push Button Switch |  |  |  | No Marking | Round, Button, Flush | ULV4 | DPDT |  | Silver |  |  | 3A (AC) |  |  | 50,000 Cycles | - |  |  |  | LED, Green | 220 VAC | IP67 - Dust Tight, Waterproof | [10 empty] | 1,000,000 Cycles | 1 (Unlimited) |  | Panel Mount, Front |  |  |  | -20°C ~ 55°C |  |  | Bulk |  | Circular - 19.20mm Dia | [5 empty] | ULV4 |  |  |  |  | On-Mom |  |  | Solder Lug | 125 V |  | 26 | https://www.unikeyic.com/media/datasheet/49/ac/0164/49/cfad7056d6be04654a3dcb4e42dfecd5.pdf | https://www.unikeyic.com/products/pushbutton-switches/ulv4f2hsll37l22/13985842.html
ULV4FWGSS341 | E-SWITCH | 10: 25.6989 30: 23.5081 50: 22.5928 100: 21.4582 250: 20.1439 500: 19.2837 | circular，short hair，PUSHBUTTON open-open DPDT circular-diameter19.20 50000Cycles 250V Blue 50000Cycles 3A(AC) wire mounting，panel mount 25.5mm(Length) |  |  |  | No Marking | Round, Button, Flush | ULV4 | DPDT |  | Silver |  |  | 3A (AC) |  |  | 50,000 Cycles | - |  |  |  | LED, Blue | 3 VDC | IP67 - Dust Tight, Waterproof | [10 empty] | 500,000 Cycles | 1 (Unlimited) |  | Panel Mount, Front |  |  |  | -20°C ~ 55°C |  |  | Tray |  | Circular - 19.20mm Dia | [5 empty] | ULV4 |  |  |  |  | On-On |  |  | Wire Leads | 250 V |  | 44 | https://www.unikeyic.com/media/datasheet/eb/05/6aa9/eb/6db882ce2ec1ae940e8a642830d36865.pdf | https://www.unikeyic.com/products/pushbutton-switches/ulv4fwgss341/34011494.html
ULV7FPG11311 | E-SWITCH | 1: 25.0376 5: 23.3685 10: 22.9512 25: 22.9512 50: 22.5339 100: 22.5339 250: 22.5339 5,000: 22.5339 | On-On DPDT circular-22.20(Dia) 500000Cycles 125V 50000Cycles wire mounting，panel mount |  |  |  | No Marking | Round, Button, Flush | ULV7 | DPDT |  | Black |  |  | 3A (AC) |  |  | 50,000 Cycles | - |  |  |  | LED, Red | 3 VDC | IP67 - Dust Tight, Waterproof | [10 empty] | 500,000 Cycles | 1 (Unlimited) |  | Panel Mount, Front |  |  |  | -20°C ~ 65°C |  |  | Bulk |  | Circular - 22.20mm Dia |  |  | 12503817 |  |  | ULV7 |  |  |  |  | On-On |  |  | Wire Leads with Connector | 125 V |  | 18 | https://www.unikeyic.com/media/pdf/HTMLDatasheet/e-switch/f3/14/ab83/ulv7f2gss341/2025/11/ulv7f2bss351.pdf | https://www.unikeyic.com/products/pushbutton-switches/ulv7fpg11311/29544676.html
ULV7FWGSS341 | E-SWITCH | 1: 24.3043 5: 22.684 10: 22.279 25: 22.279 50: 21.8739 100: 21.8739 250: 21.8739 5,000: 21.8739 | Round Flat Top Button Switch, On-Off-On DPDT, Ø22.20mm, 500k Cycles, 250V, Blue, 50k Cycles, 3A(AC), Wire Mount, Panel Mount, 25mm(L) × 29.2mm(H) |  |  |  | No Marking | Round, Button, Flush | ULV7 | DPDT |  | Silver |  |  | 3A (AC) |  |  | 50,000 Cycles | - |  |  |  | LED, Blue | 3 VDC | IP67 - Dust Tight, Waterproof | [10 empty] | 500,000 Cycles | 1 (Unlimited) |  | Panel Mount, Front |  |  |  | -20°C ~ 55°C |  |  | Tray |  | Circular - 22.20mm Dia | [5 empty] | ULV7 |  |  |  |  | On-On |  |  | Wire Leads | 250 V |  | 3 | https://www.unikeyic.com/media/pdf/HTMLDatasheet/e-switch/f3/14/ab83/ulv7f2gss341/2025/11/ulv7f2bss351.pdf | https://www.unikeyic.com/products/pushbutton-switches/ulv7fwgss341/34053447.html
ULV8F2BSLL34L20 | E-SWITCH | 1: 18.7753 5: 17.5236 10: 17.2107 25: 17.2107 50: 16.8978 100: 16.8978 250: 16.8978 | Anti-Vandal Push Button Switch |  |  |  | No Marking | Round, Button, Flush | ULV8 | SPDT |  | Silver |  |  | 3A (AC) |  |  | 50,000 Cycles | - |  |  |  | LED, Green | 12 VDC | IP67 - Dust Tight, Waterproof | [10 empty] | 1,000,000 Cycles | 1 (Unlimited) |  | Panel Mount, Front |  |  |  | -20°C ~ 55°C |  |  | Bulk |  | Circular - 25.00mm Dia | [5 empty] | ULV8 |  |  |  |  | On-Mom |  |  | Solder Lug | 125 V |  | 29 | https://www.unikeyic.com/media/datasheet/14/f3/c3d7/14f3c3d7a6ccd9f9aa12388c0c82b803.pdf | https://www.unikeyic.com/products/pushbutton-switches/ulv8f2bsll34l20/29630473.html
ULV8F2BSS331 | E-SWITCH | 20: 20.6005 40: 19.7019 60: 19.1938 100: 18.5715 260: 17.459 500: 16.7347 | Round ON - (ON) green 3A SPDT bushing mounting，panel mount 35.2mm(Length) |  |  |  | No Marking | Round, Button, Flush | ULV8 | SPDT |  | Silver |  |  | 3A (AC) |  |  | 50,000 Cycles | - |  |  |  | LED, Green | 3 VDC | IP67 - Dust Tight, Waterproof | [10 empty] | 1,000,000 Cycles | 1 (Unlimited) |  | Panel Mount, Front |  |  |  | -20°C ~ 55°C |  |  | Bulk |  | Circular - 25.20mm Dia | [5 empty] | ULV8 |  |  |  |  | On-Mom |  |  | Solder, Quick Connect - 0.110" (2.8mm) | 250 V |  | 659 | https://www.unikeyic.com/media/datasheet/5c/ed/d8a9/b0/aa7780271a716babe30c5a3983fbdb84.pdf | https://www.unikeyic.com/products/pushbutton-switches/ulv8f2bss331/33983166.html
WBL2UEEGBQR05CLR | E-SWITCH | 1: 5.4467 10: 4.7061 25: 4.4378 84: 4.1058 168: 3.9269 252: 3.8257 504: 3.6586 1,008: 3.4984 | circular，PUSHBUTTON On-On DPDT 10000Cycles 30V green，Blue 10000Cycles 300mA(DC) Plugins Through hole mounting |  |  |  | No Marking | Round, Button | WBL2 | DPDT |  | Clear |  |  | 300mA (DC) |  |  | - | - |  |  |  | LED, Blue/Green | 1.7, 3.5 VDC | - | [10 empty] | 10,000 Cycles | 1 (Unlimited) |  | Through Hole, Right Angle |  |  |  | -20°C ~ 70°C |  |  | Bulk |  | - |  |  | 3522177 |  |  | WBL |  |  |  |  | On-On |  |  | PC Pin |  | 30 V | 1007 | https://www.unikeyic.com/media/datasheet/95/a6/cadd/95/ebfffb39bf701f3304f4f2ecb390762c.pdf | https://www.unikeyic.com/products/pushbutton-switches/wbl2ueegbqr05clr/30102485.html
WBL4UEEGBQR05CLR | E-SWITCH | 1: 4.6439 10: 4.4581 25: 4.1609 50: 4.0866 100: 4.0866 250: 4.0123 500: 4.0123 1,000: 4.0123 | circular，PUSHBUTTON On-On 4PDT 10000Cycles 30V green，Blue 10000Cycles 300mA(DC) Through hole mounting |  |  |  | No Marking | Round, Button | WBL4 | 4PDT |  | Clear |  |  | 300mA (DC) |  |  | - | - |  |  |  | LED, Blue/Green | 1.7, 3.5 VDC | - | [10 empty] | 10,000 Cycles | 1 (Unlimited) |  | Through Hole, Right Angle |  |  |  | -20°C ~ 70°C |  |  | Bulk |  | - |  |  | 3522182 |  |  | WBL |  |  |  |  | On-On |  |  | PC Pin |  | 30 V | 29 | https://www.unikeyic.com/media/datasheet/95/a6/cadd/95/ebfffb39bf701f3304f4f2ecb390762c.pdf | https://www.unikeyic.com/products/pushbutton-switches/wbl4ueegbqr05clr/29909898.html
WSA48-1-RB-N-BK-B | LUMEX | 5: 8.533 25: 7.7544 50: 7.6356 100: 7.3185 250: 7.1715 500: 7.0665 1,000: 6.951 | Dome On-Mom SPDT circular-13.58(Dia) 28V 125V 25000Cycles SPDT welding mounting，panel mount 17.4mm(Length)*24.7mm(height) |  |  |  |  | Round, Button, Domed |  | SPDT |  | Black |  |  | 5A (AC/DC) |  |  | - | - |  |  |  | - | - | IP67 - Dust Tight, Waterproof | [10 empty] | - | Not Applicable |  | Panel Mount, Front |  |  |  | -40°C ~ 85°C |  |  | Bulk |  | Circular - 13.58mm Dia | [5 empty] | WSA48 |  |  |  |  | On-Mom |  |  | Solder Lug | 125 V | 28 V | 5 | https://www.unikeyic.com/media/datasheet/85/bf/63b2/85bf63b2e572d0b9ff10f56d46f2e3fb.pdf | https://www.unikeyic.com/products/pushbutton-switches/wsa48-1-rb-n-bk-b/798999.html
XB5AA41 | Schneider Electric | 1: 27.4031 | 1 NO (Normally Open) red |  | - | [8 empty] | - |  |  | - |  |  |  |  | red | [10 empty] | - | - | - | [5 empty] | -40℃~70℃ | [5 empty] | - | [9 empty] | 1 NO (Normally Open) | - | [6 empty] | 60 | https://www.unikeyic.com/media/about_us/Unikey_ISO_9001_Certification.pdf | https://www.unikeyic.com/products/pushbutton-switches/xb5aa41/997526991.html
XB6AGH5B | Schneider Electric | 1: 55.4256 | wrench panel mount 75.5mm(Length)*75.5mm(width) |  | wrench | [8 empty] | - |  |  | - |  |  |  |  | - | [8 empty] | 75.5mm(Length)*75.5mm(width) |  | - | - | - |  |  | panel mount | [8 empty] | - | [9 empty] | - | - | [6 empty] | 4 | https://www.unikeyic.com/media/about_us/Unikey_ISO_9001_Certification.pdf | https://www.unikeyic.com/products/pushbutton-switches/xb6agh5b/997445965.html
XB6ECF5J1P | Schneider Electric | 1: 23.8676 | On-On SPDT circular-16.00(Dia) panel mount |  |  |  |  | Square, Button |  | SPDT |  | Yellow |  |  | - |  |  | 50,000 Cycles | - |  |  |  | LED, Yellow | 12 VDC | IP65 - Dust Tight, Water Resistant | [10 empty] | 250,000 Cycles | 1 (Unlimited) |  | Panel Mount, Front |  |  |  | -10°C ~ 55°C |  |  | Box |  | Circular - 16.00mm Dia |  |  | 16606431 |  |  | Harmony XB6E |  |  |  |  | On-On |  |  | Quick Connect - 0.110" (2.8mm) |  |  | 5 | https://www.unikeyic.com/media/about_us/Unikey_ISO_9001_Certification.pdf | https://www.unikeyic.com/products/pushbutton-switches/xb6ecf5j1p/997619604.html
XB7NH25 | Schneider Electric | 1: 29.64 | Round Off-On，On-Off DPST-NO/NC circular-22.00(Dia) 125V 120V threaded mounting，panel mount 22mm(width) |  |  |  |  | Round, Button, Flush |  | DPST-NO/NC |  | Black |  |  | 600mA (AC), 220mA (DC) |  |  | 1,000,000 Cycles | - |  |  |  | - | - | IP65 - Dust Tight, Water Resistant | [10 empty] | 300,000 Cycles | 1 (Unlimited) |  | Panel Mount, Front |  |  |  | -25°C ~ 70°C |  |  | Box |  | Circular - 22.00mm Dia |  |  | 16607110 |  |  | Harmony XB7 |  |  |  |  | On-Off, Off-On |  |  | Screw Terminal | 120 V | 125 V | 18 | https://www.unikeyic.com/media/about_us/Unikey_ISO_9001_Certification.pdf | https://www.unikeyic.com/products/pushbutton-switches/xb7nh25/997465577.html
XB7NW34G2 | Schneider Electric | 1: 92.2944 | Round ON - (OFF) 22mm(width) |  |  |  |  | Round, Button, Flush |  | SPST-NC |  | Red |  |  | 600mA (AC), 220mA (DC) |  |  | 1,000,000 Cycles | - |  |  |  | LED, Red | 120 VAC | IP65 - Dust Tight, Water Resistant | [10 empty] | 300,000 Cycles | 1 (Unlimited) |  | Panel Mount, Front |  |  |  | -25°C ~ 70°C |  |  | Box |  | Circular - 22.00mm Dia | [5 empty] | Harmony XB7 |  |  |  |  | Off-On |  |  | Screw Terminal | 120 V | 125 V | 5 | https://www.unikeyic.com/media/about_us/Unikey_ISO_9001_Certification.pdf | https://www.unikeyic.com/products/pushbutton-switches/xb7nw34g2/997665934.html
XB7NW37B1 | Schneider Electric | 1: 47.2552 | Round On-Off SPST-NO circular-22.00(Dia) 125V 120V threaded mounting，panel mount 22mm(width) |  | Round | [8 empty] | - |  |  | - |  |  |  |  | - | [8 empty] | 22mm(width) |  | 120V | 125V | - |  |  | threaded mounting, panel mount |  |  | -25℃~70℃ | [5 empty] | circular-22.00(Dia) | [9 empty] | SPST-NO | On-Off | [6 empty] | 6 | https://www.unikeyic.com/media/about_us/Unikey_ISO_9001_Certification.pdf | https://www.unikeyic.com/products/pushbutton-switches/xb7nw37b1/997501634.html
XKB11E01-W | XKB Connection | 1,000: 0.1084 2,000: 0.1041 3,000: 0.1023 | SPST 10Thousands of times Plugins Through hole mounting 15mm(Length)*12mm(width) |  | - | [8 empty] | - |  | XKB11E01-W XKB Connection | - |  |  |  |  | - | [8 empty] | 15mm(Length)*12mm(width) |  | - | - | 10Thousands of times |  |  | Through hole mounting |  |  | -25℃~80℃ |  |  |  | Plugins |  | - | [9 empty] | SPST | - | [6 empty] | 10000 | https://www.unikeyic.com/media/datasheet/cc/7b/f08a/cc7bf08aeabe126c369b7b67dceb5766.pdf | https://www.unikeyic.com/products/pushbutton-switches/xkb11e01-w/33796776.html
XKB1385-W | XKB Connection | 1: 1.2294 10: 1.0115 30: 0.832 100: 0.7491 600: 0.6829 1,000: 0.643 | Pushbutton Switch13*8.Pushbutton Switch5Dual Gang Momentary |  | - | [8 empty] | 100mA(DC) |  | XKB1385-W XKB Connection | - |  |  |  |  | - | [8 empty] | 13.1mm(Length)*8.5mm(width) |  | - | - | 1Thousands of times |  |  | Through hole mounting |  |  | -25℃~70℃ |  |  |  | Plugins |  | rectangle-13.0x8.5 | [9 empty] | - | - | [7 empty] | https://www.unikeyic.com/media/datasheet/4c/5a/69ca/4c5a69cadceda715e686c512e2a20f3c.pdf | https://www.unikeyic.com/products/pushbutton-switches/xkb1385-w/33548872.html
XKB5858-W-75 | XKB Connection | 5: 0.1611 50: 0.1326 150: 0.1091 500: 0.0982 3,000: 0.0895 5,000: 0.0843 | Pushbutton Switch5.8*Pushbutton Switch5.8Flat head plug-in no lock |  | - | [8 empty] | 100mA(DC) |  | XKB5858-W-75 XKB Connection | - |  |  |  |  | - | [8 empty] | 5.8mm(Length)*5.8mm(width) |  | - | - | 10Thousands of times |  |  | Through hole mounting |  |  | -25℃~70℃ |  |  |  | Plugins |  | square-5.8mm² | [9 empty] | DPDT | - | [7 empty] | https://www.unikeyic.com/media/datasheet/da/49/6141/da496141a90d25fdf8f250e976185f27.pdf | https://www.unikeyic.com/products/pushbutton-switches/xkb5858-w-75/34041206.html
XKB5858-W-E | XKB Connection | 5: 0.1804 50: 0.1484 150: 0.1221 500: 0.1099 3,000: 0.1002 5,000: 0.0943 | Pushbutton Switch5.8*5.8 Side Insert Side Entry Non-Locking |  | - | [8 empty] | - |  | XKB5858-W-E XKB Connection | - |  |  |  |  | - | [10 empty] | - | - | - | [9 empty] | Plugins |  | - | [9 empty] | - | - | [7 empty] | https://www.unikeyic.com/media/datasheet/1d/13/aea1/1d13aea1864b052e2eb5855765cd6b0d.pdf | https://www.unikeyic.com/products/pushbutton-switches/xkb5858-w-e/750278.html
XKB5858-Z-C | XKB Connection | 5: 0.2101 50: 0.1729 150: 0.1422 500: 0.1281 3,000: 0.1168 5,000: 0.1099 | SPDT square-5.8mm² 1Thousands of times 100mA(DC) Plugins Through hole mounting 5.8mm(Length)*5.8mm(width) |  | - | [8 empty] | 100mA(DC) |  | XKB5858-Z-C XKB Connection | - |  |  |  |  | - | [8 empty] | 5.8mm(Length)*5.8mm(width) |  | - | - | 1Thousands of times |  |  | Through hole mounting |  |  | -25℃~70℃ |  |  |  | Plugins |  | square-5.8mm² | [9 empty] | SPDT | SPDT | [7 empty] | https://www.unikeyic.com/media/datasheet/af/1d/612c/af1d612c65b6d71d96850c75bf93bcee.pdf | https://www.unikeyic.com/products/pushbutton-switches/xkb5858-z-c/1098393.html
XKB7070-Z-92 | XKB Connection | 5: 0.1554 50: 0.1279 150: 0.1052 500: 0.0947 3,000: 0.0864 5,000: 0.0813 | Pushbutton Switch7*7Through-hole Flat Head Self-locking Blue White Black |  | - | [8 empty] | 100mA(DC) |  | XKB7070-Z-92 XKB Connection | - |  |  |  |  | - | [8 empty] | 7mm(Length)*7mm(width) |  | - | - | 10Thousands of times |  |  | Through hole mounting |  |  | -25℃~70℃ |  |  |  | Plugins |  | square-7.0mm² | [9 empty] | - | - | [7 empty] | https://www.unikeyic.com/media/datasheet/ff/af/85b0/ffaf85b082adc5bb93c1fd292e22516c.pdf | https://www.unikeyic.com/products/pushbutton-switches/xkb7070-z-92/29663949.html
XKB8585-Z-140 | XKB Connection | 5: 0.054 50: 0.0509 | Pushbutton Switch8.5*8.5 6 Pins Outer buckle Audible self-locking |  | - | [8 empty] | - |  | XKB8585-Z-140 XKB Connection | - |  |  |  |  | - | [10 empty] | - | - | 10Thousands of times |  |  | Through hole mounting |  |  | -15℃~55℃ |  |  |  | Plugins |  | - | [9 empty] | - | - | [7 empty] | https://www.unikeyic.com/media/datasheet/16/0b/c065/160bc065a24be4054a69a9114f0885c0.pdf | https://www.unikeyic.com/products/pushbutton-switches/xkb8585-z-140/33975114.html
XN4E-BL404MR | IDEC | 1: 145.3681 5: 145.3681 10: 142.725 | circular，PUSHBUTTON，mushroom shape On-Off 4PST-NC circular-30.50(Dia) 250000Cycles 30V 125V 100000Cycles 5A(AC)，2A(DC) threaded mounting，panel mount 44mm(Length)*44mm(height) |  | circular, PUSHBUTTON, mushroom shape | [8 empty] | 5A(AC), 2A(DC) |  |  | 100000Cycles |  |  |  |  | - | [8 empty] | 44mm(Length)*44mm(height) |  | 125V | 30V | 250000Cycles |  |  | threaded mounting, panel mount |  |  | -25℃~60℃ | [5 empty] | circular-30.50(Dia) |  |  |  |  | Compliant | bulk |  |  |  | 4PST-NC | On-Off | [6 empty] | 8 | https://www.unikeyic.com/media/about_us/Unikey_ISO_9001_Certification.pdf | https://www.unikeyic.com/products/pushbutton-switches/xn4e-bl404mr/30375826.html
XW1E-BV3SG02R | IDEC | 1: 53.44 5: 52.4857 10: 52.4857 25: 51.5314 50: 51.5314 100: 51.5314 250: 51.5314 | DPST welding mounting，panel mount |  | - | [8 empty] | - |  |  | - |  |  |  |  | - | [10 empty] | - | - | - |  |  | welding mounting, panel mount | [8 empty] | - | [9 empty] | DPST | - | [6 empty] | 1 | https://www.unikeyic.com/media/about_us/Unikey_ISO_9001_Certification.pdf | https://www.unikeyic.com/products/pushbutton-switches/xw1e-bv3sg02r/692924478.html
XW1E-BV402M-R | IDEC | 1: 39.2516 5: 38.5507 10: 38.5507 25: 37.8498 50: 37.8498 100: 37.8498 250: 37.8498 5,000: 37.8498 | circular，PUSHBUTTON，mushroom shape On-Off DPST-NC circular-22.30(Dia) 250000Cycles 30V 125V 100000Cycles 5A(AC)，2A(DC) threaded mounting，panel mount 40mm(Length)*79.2mm(height) |  | circular, PUSHBUTTON, mushroom shape | [8 empty] | 5A(AC), 2A(DC) |  | XW1E-BV402M-R IDEC | 100000Cycles |  |  |  |  | - | [8 empty] | 40mm(Length)*79.2mm(height) |  | 125V | 30V | 250000Cycles |  |  | threaded mounting, panel mount |  |  | -25℃~60℃ | [5 empty] | Circular-22.30 (Dia) |  |  |  |  | Compliant | bulk |  |  |  | DPST-NC | On-Off | [6 empty] | 490 | https://www.unikeyic.com/media/datasheet/45/52/7246/45/dc88251c7969eb90d9deb0392028f762.pdf | https://www.unikeyic.com/products/pushbutton-switches/xw1e-bv402m-r/33873395.html
XW1E-BV403MFRH-EMO | IDEC | 1: 48.7142 5: 47.8443 10: 47.8443 20: 47.8443 | Idec Button contacts, XWseries, 3 Normally closed contact |  | - | [8 empty] | 10A |  | XW1E-BV403MFRH-EMO IDEC | - |  |  |  |  | - | [10 empty] | - | - | - |  |  | threaded mounting | [8 empty] | - | [9 empty] | 3 NC | - | [6 empty] | 4 | https://www.unikeyic.com/media/datasheet/44/62/b5a1/44/c6ff7d948cc76f89d92ae8fe6092eb70.pdf | https://www.unikeyic.com/products/pushbutton-switches/xw1e-bv403mfrh-emo/816752.html
XW1E-BV422M-R | IDEC | 1: 65.1279 5: 56.8137 10: 53.5621 25: 49.5412 50: 46.6952 100: 44.0068 | circular，PUSHBUTTON，mushroom shape Off-On，On-Off 4PST-2NO/2NC circular-22.30(Dia) 250000Cycles 30V 125V 100000Cycles 5A(AC)，2A(DC) threaded mounting，panel mount 40mm(Length)*79.2mm(height) |  | circular, PUSHBUTTON, mushroom shape | [8 empty] | 5A(AC), 2A(DC) |  | XW1E-BV422M-R IDEC | 100000Cycles |  |  |  |  | - | [8 empty] | 40mm(Length)*79.2mm(height) |  | 125V | 30V | 250000Cycles |  |  | threaded mounting, panel mount |  |  | -25℃~60℃ | [5 empty] | Circular-22.30 (Dia) |  |  |  |  | Compliant | bulk |  |  |  | 4PST-2NO/2NC | Off-On, On-Off | [6 empty] | 88 | https://www.unikeyic.com/media/datasheet/45/52/7246/45/dc88251c7969eb90d9deb0392028f762.pdf | https://www.unikeyic.com/products/pushbutton-switches/xw1e-bv422m-r/29880405.html
XW1E-LV413Q4M-R | IDEC | 1: 59.035 5: 57.9808 10: 56.9266 25: 56.9266 50: 56.9266 100: 56.9266 250: 56.9266 | circular，PUSHBUTTON，mushroom shape Off-On，On-Off 4PST-3NC/1NO circular-22.30(Dia) 250000Cycles 30V 125V red 100000Cycles 5A(AC)，2A(DC) threaded mounting，panel mount 40mm*38.6mm*79.2mm |  | circular, PUSHBUTTON, mushroom shape | [8 empty] | 5A(AC), 2A(DC) |  | XW1E-LV413Q4M-R IDEC | 100000Cycles |  |  |  |  | red | [8 empty] | 40mm*38.6mm*79.2mm |  | 125V | 30V | 250000Cycles |  |  | threaded mounting, panel mount |  |  | -25℃~55℃ | [5 empty] | Circular-22.30 (Dia) |  |  |  |  | Compliant | bulk |  |  |  | 4PST-3NC/1NO | Off-On, On-Off | [6 empty] | 111 | https://www.unikeyic.com/media/datasheet/45/52/7246/45/dc88251c7969eb90d9deb0392028f762.pdf | https://www.unikeyic.com/products/pushbutton-switches/xw1e-lv413q4m-r/33958472.html
Y17P21122FP | C&K | 1,500: 1.1453 4,500: 1.1263 | Cap, SPDT, 100k Cycles, 100mA DC, TH |  | Cap | [8 empty] | 100mA(DC) |  | Y17P21122FP C&K | 100000Cycles |  |  |  |  | - | [10 empty] | - | - | - |  |  | Through hole mounting |  |  | -40℃~85℃ |  |  |  | Plugins |  | - | [9 empty] | DPDT | open-open | [6 empty] | 150000 | https://www.unikeyic.com/media/datasheet/aa/6b/4a81/aa/6a9cece345fe7539189938b494b58a1a.pdf | https://www.unikeyic.com/products/pushbutton-switches/y17p21122fp/29589410.html
YB15CKG01-5F-JB | NKK Switches | 1: 39.0102 10: 33.6554 25: 31.7282 50: 30.3411 100: 29.0123 250: 27.3407 | circular，PUSHBUTTON On-Mom SPDT circular-16.00(Dia) 1000000Cycles 28V 28V green 100000Cycles SPDT welding mounting，panel mount 18mm(Length)*32.6mm(height) |  | circular, PUSHBUTTON | [8 empty] | - |  | YB15CKG01-5F-JB NKK Switches | 100000Cycles |  |  |  |  | green | [8 empty] | 18mm(Length)*32.6mm(height) |  | 28V | 28V | 1000000Cycles |  |  | welding mounting, panel mount |  |  | -25℃~50℃ |  |  |  | SPDT |  | circular-16.00(Dia) |  |  |  |  | Compliant |  |  |  |  | SPDT | On-Mom | [6 empty] | 112 | https://www.unikeyic.com/media/datasheet/a5/94/100e/97/8348e1ca0841345936f0760058903db0.pdf | https://www.unikeyic.com/products/pushbutton-switches/yb15ckg01-5f-jb/778122.html
YB15CKW03 | NKK Switches | 1: 13.429 | Without Cap ON-(ON) 1000000Cycles 1000000Cycles 3A SPDT Solder Mount, Panel Mount |  | Without Cap | [8 empty] | 3A |  | YB15CKW03 NKK Switches | 1000000Cycles |  |  |  |  | - | [10 empty] | - | - | 1000000Cycles |  |  | welding mounting, panel mount | [6 empty] | SPDT |  | - | [9 empty] | - | ON - (ON) | [6 empty] | 6 | https://www.unikeyic.com/media/datasheet/a5/94/100e/1d/996ea0584955ba8c2031751a3ccb1476.pdf | https://www.unikeyic.com/products/pushbutton-switches/yb15ckw03/30854492.html
YB15RKW01 | NKK Switches | 1: 21.6331 10: 18.6706 25: 17.6034 50: 16.8358 100: 16.1 250: 15.1745 500: 14.5084 | Rectangular Button On-Mom SPDT circular-16.00(Dia) 1000000Cycles 30V 125V 100000Cycles 3A SPDT welding mounting，panel mount |  | Rectangular Button | [8 empty] | 3A |  | YB15RKW01 NKK Switches | 100000Cycles |  |  |  |  | - | [10 empty] | 125V | 30V | 1000000Cycles |  |  | welding mounting, panel mount |  |  | -25℃~70℃ |  |  |  | SPDT |  | circular-16.00(Dia) |  |  |  |  | Compliant |  |  |  |  | SPDT | On-Mom | [6 empty] | 227 | https://www.unikeyic.com/media/datasheet/a5/94/100e/97/8348e1ca0841345936f0760058903db0.pdf | https://www.unikeyic.com/products/pushbutton-switches/yb15rkw01/30326018.html
YB15RKW01-EB | NKK Switches | 1: 25.2288 10: 21.7674 25: 20.5226 50: 19.6268 100: 18.7687 250: 17.6893 500: 16.9123 | Rectangular Button On-Mom SPDT circular-16.00(Dia) 1000000Cycles 30V 125V 100000Cycles 3A SPDT welding mounting，panel mount 18mm(Length)*32.6mm(height) |  | Rectangular Button | [8 empty] | 3A |  | YB15RKW01-EB NKK Switches | 100000Cycles |  |  |  |  | - | [8 empty] | 18mm(Length)*32.6mm(height) |  | 125V | 30V | 1000000Cycles |  |  | welding mounting, panel mount |  |  | -25℃~70℃ |  |  |  | SPDT |  | circular-16.00(Dia) |  |  |  |  | Compliant | bulk |  |  |  | SPDT | On-Mom | [6 empty] | 14 | https://www.unikeyic.com/media/datasheet/a5/94/100e/97/8348e1ca0841345936f0760058903db0.pdf | https://www.unikeyic.com/products/pushbutton-switches/yb15rkw01-eb/33894509.html
YB15SKG01-6F-JB | NKK Switches | 1: 47.6442 10: 41.1028 25: 38.7482 50: 37.0532 100: 35.4292 250: 33.3862 | Pushbutton, Square, On-Off Momentary SPDT, Round Dia 16.00, 1M Cycles, 28V, Green, 100k Cycles, SPDT, Solder Mount, Panel Mount, 18mm L × 32.6mm H |  | PUSHBUTTON, square | [8 empty] | - |  | YB15SKG01-6F-JB NKK Switches | 100000Cycles |  |  |  |  | green | [8 empty] | 18mm(Length)*32.6mm(height) |  | 28V | 28V | 1000000Cycles |  |  | welding mounting, panel mount |  |  | -25℃~50℃ |  |  |  | SPDT |  | Circular -16.00 diameter |  |  |  |  | Compliant |  |  |  |  | SPDT | On-Mom | [6 empty] | 8 | https://www.unikeyic.com/media/datasheet/a5/94/100e/36/56f64b74806a8f460c3c082634281515.pdf | https://www.unikeyic.com/products/pushbutton-switches/yb15skg01-6f-jb/33605898.html
YB15WCKG01-6B-JB | NKK Switches | 1: 51.8686 10: 44.7423 25: 42.178 50: 40.3323 100: 38.5638 250: 36.3398 | circular，PUSHBUTTON open-Instantaneous SPDT circular-diameter16.00 1000000Cycles 28V white 100000Cycles SPDT welding mounting，panel mount |  | circular, PUSHBUTTON | [8 empty] | - |  | YB15WCKG01-6B-JB NKK Switches | 100000Cycles |  |  |  |  | white | [10 empty] | 28V | - | 1000000Cycles |  |  | welding mounting, panel mount |  |  | -25℃~50℃ |  |  |  | SPDT |  | Circular -16.00 diameter | [9 empty] | SPDT | On-Mom | [6 empty] | 9 | https://www.unikeyic.com/media/datasheet/a5/94/100e/36/56f64b74806a8f460c3c082634281515.pdf | https://www.unikeyic.com/products/pushbutton-switches/yb15wckg01-6b-jb/39073.html
YB15WRKG01-5C-JB | NKK Switches | 1: 42.003 10: 36.238 25: 34.1621 50: 32.6683 100: 31.2371 250: 29.4368 | PUSHBUTTON，rectangle On-Mom SPDT circular-16.00(Dia) 1000000Cycles 28V 28V red 100000Cycles SPDT welding mounting，panel mount 24mm(Length)*32.6mm(height) |  | PUSHBUTTON, rectangle | [8 empty] | - |  | YB15WRKG01-5C-JB NKK Switches | 100000Cycles |  |  |  |  | red | [8 empty] | 24mm(Length)*32.6mm(height) |  | 28V | 28V | 1000000Cycles |  |  | welding mounting, panel mount |  |  | -25℃~50℃ |  |  |  | SPDT |  | circular-16.00(Dia) |  |  |  |  | Compliant | bulk |  |  |  | SPDT | On-Mom | [6 empty] | 10 | https://www.unikeyic.com/media/datasheet/a5/94/100e/97/8348e1ca0841345936f0760058903db0.pdf | https://www.unikeyic.com/products/pushbutton-switches/yb15wrkg01-5c-jb/34083304.html
YB15WRKW01-5F24-JF | NKK Switches | 1: 47.7415 10: 41.1882 25: 38.8281 50: 37.1297 100: 35.5024 250: 33.4551 | Rectangular Button On-Mom SPDT circular-16.00(Dia) 30V 125V green 100000Cycles SPDT welding mounting，panel mount 18mm(Length)*32.6mm(height) |  | Rectangular Button | [8 empty] | - |  | YB15WRKW01-5F24-JF NKK Switches | 100000Cycles |  |  |  |  | green | [8 empty] | 18mm(Length)*32.6mm(height) |  | 125V | 30V | - |  |  | welding mounting, panel mount |  |  | -25℃~50℃ |  |  |  | SPDT |  | circular-16.00(Dia) |  |  |  |  | Compliant | bulk |  |  |  | SPDT | On-Mom | [6 empty] | 7 | https://www.unikeyic.com/media/datasheet/a5/94/100e/97/8348e1ca0841345936f0760058903db0.pdf | https://www.unikeyic.com/products/pushbutton-switches/yb15wrkw01-5f24-jf/30339127.html
YB15WSKG01-FB | NKK Switches | 1: 30.6246 10: 26.4196 25: 24.9074 50: 23.8195 100: 22.7771 250: 21.4659 500: 20.5223 | Pushbutton Switch, Square/On-Mom SPDT, Round 16mm Dia, 1M Cycles, 28V, 100k Cycles, SPDT, Through Hole, Panel Mount, 18mm L × 32.6mm H |  | PUSHBUTTON, square | [8 empty] | - |  | YB15WSKG01-FB NKK Switches | 100000Cycles |  |  |  |  | - | [8 empty] | 18mm(Length)*32.6mm(height) |  | 28V | 28V | 1000000Cycles |  |  | welding mounting, panel mount |  |  | -25℃~70℃ |  |  |  | SPDT |  | circular-16.00(Dia) |  |  |  |  | Compliant | bulk |  |  |  | SPDT | On-Mom | [6 empty] | 10 | https://www.unikeyic.com/media/datasheet/a5/94/100e/97/8348e1ca0841345936f0760058903db0.pdf | https://www.unikeyic.com/products/pushbutton-switches/yb15wskg01-fb/30329699.html
YB15WSKW01-5C12-JB | NKK Switches | 1: 25.584 | Square Button Switch, On-Mom SPDT, Red, 30V/125V, 3A, 1M Cycles (16mm Dia), 100k Cycles, SMD, Panel Mount, 18mm × 32.6mm |  | Square Button | [8 empty] | 3A |  | YB15WSKW01-5C12-JB NKK Switches | 100000Cycles |  |  |  |  | red | [8 empty] | 18mm(Length)*32.6mm(height) |  | 125V | 30V | 1000000Cycles |  |  | welding mounting, panel mount |  |  | -25℃~50℃ |  |  |  | SPDT |  | circular-16.00(Dia) |  |  |  |  | Compliant | bulk |  |  |  | SPDT | On-Mom | [6 empty] | 9 | https://www.unikeyic.com/media/datasheet/a5/94/100e/97/8348e1ca0841345936f0760058903db0.pdf | https://www.unikeyic.com/products/pushbutton-switches/yb15wskw01-5c12-jb/29820108.html
YB15WSKW01-5C12-JC | NKK Switches | 1: 50.1612 10: 43.2727 25: 40.7931 50: 39.0082 100: 37.2981 250: 35.1471 | Square ON - (ON) 1000000 Cycles Red 3A SPDT Solder Mount, Panel Mount |  | Square | [8 empty] | 3A |  | YB15WSKW01-5C12-JC NKK Switches | 1000000Cycles |  |  |  |  | red | [10 empty] | - | - | 1000000Cycles |  |  | welding mounting, panel mount | [6 empty] | SPDT |  | - | [9 empty] | - | ON - (ON) | [6 empty] | 4 | https://www.unikeyic.com/media/datasheet/a5/94/100e/98/509133d7d06f61559489f8cc20ad8ea5.pdf | https://www.unikeyic.com/products/pushbutton-switches/yb15wskw01-5c12-jc/33776016.html
YB15WSKW01-5C24-JC | NKK Switches | 1: 53.1764 10: 45.8693 25: 43.2404 50: 41.3488 100: 39.5359 250: 37.256 | Square ON - (ON) 1000000 Cycles Red 3A SPDT Solder Mount, Panel Mount |  | Square | [8 empty] | 3A |  | YB15WSKW01-5C24-JC NKK Switches | 1000000Cycles |  |  |  |  | red | [10 empty] | - | - | 1000000Cycles |  |  | welding mounting, panel mount | [6 empty] | SPDT |  | - | [9 empty] | - | ON - (ON) | [6 empty] | 3 | https://www.unikeyic.com/media/datasheet/a5/94/100e/98/509133d7d06f61559489f8cc20ad8ea5.pdf | https://www.unikeyic.com/products/pushbutton-switches/yb15wskw01-5c24-jc/30719897.html
YB16SKW01-5F-JF | NKK Switches | 1: 20.475 | Square Button On-On SPDT Round-16.00(Dia) 100000Cycles 30V 125V Green 100000Cycles 3A SPDT Solder Mount, Panel Mount 18mm L × 32.6mm H |  | Square Button | [8 empty] | 3A |  | YB16SKW01-5F-JF NKK Switches | 100000Cycles |  |  |  |  | green | [8 empty] | 18mm(Length)*32.6mm(height) |  | 125V | 30V | 100000Cycles |  |  | welding mounting, panel mount |  |  | -25℃~50℃ |  |  |  | SPDT |  | circular-16.00(Dia) |  |  |  |  | Compliant | bulk |  |  |  | SPDT | On-On | [6 empty] | 8 | https://www.unikeyic.com/media/datasheet/a5/94/100e/97/8348e1ca0841345936f0760058903db0.pdf | https://www.unikeyic.com/products/pushbutton-switches/yb16skw01-5f-jf/34099681.html
YB16WCKG01 | NKK Switches | 1: 19.9638 | NKK SwitchesPushbutton Switches, panel mount, open-Open operation, SPDT |  | Cap | [8 empty] | - |  | YB16WCKG01 NKK Switches | 100000Cycles |  |  |  |  | - | [10 empty] | 28V | 28V | 200000Cycles |  |  | welding mounting, panel mount |  |  | -25℃~70℃ |  |  |  | SPDT |  | circular-16.00(Dia) |  |  |  |  | Compliant | boxed, bulk |  |  |  | SPDT | On-On | [6 empty] | 1 | https://www.unikeyic.com/media/datasheet/a5/94/100e/97/8348e1ca0841345936f0760058903db0.pdf | https://www.unikeyic.com/products/pushbutton-switches/yb16wckg01/30422147.html
YB16WCKG03 | NKK Switches | 1: 35.1648 10: 30.3437 25: 28.6062 50: 27.3562 100: 26.1585 250: 24.652 | Cap On-On SPDT Switch, Round-Dia 16.00, 200k Cycles, 28V, 100k Cycles, SPDT, Panel Mount |  | Cap | [8 empty] | - |  | YB16WCKG03 NKK Switches | 100000Cycles |  |  |  |  | - | [10 empty] | 28V | - | 200000Cycles |  |  | panel mount |  |  | -25℃~70℃ |  |  |  | SPDT |  | Circular -16.00 diameter |  |  |  |  | Compliant | bulk |  |  |  | SPDT | open-open | [6 empty] | 1900 | https://www.unikeyic.com/media/datasheet/a5/94/100e/36/56f64b74806a8f460c3c082634281515.pdf | https://www.unikeyic.com/products/pushbutton-switches/yb16wckg03/34035503.html
YB215CWCKW01-5F12-FB | NKK Switches | 1: 68.0234 10: 58.6755 25: 55.3108 50: 52.8887 100: 50.5679 | Plunger On-Mom SPDT circular-22.00(Dia) 1000000Cycles 30V 125V green 1000000Cycles 3A SPDT welding mounting，panel mount |  | Plunger | [8 empty] | 3A |  | YB215CWCKW01-5F12-FB NKK Switches | 1000000Cycles |  |  |  |  | green | [10 empty] | 125V | 30V | 1000000Cycles |  |  | welding mounting, panel mount |  |  | -25℃~50℃ |  |  |  | SPDT |  | circular-22.00(Dia) |  |  |  |  | Compliant | bulk |  |  |  | SPDT | On-Mom | [6 empty] | 2 | https://www.unikeyic.com/media/datasheet/a5/94/100e/8e/7c5cb99087fea3605792d1964feb72b7.pdf | https://www.unikeyic.com/products/pushbutton-switches/yb215cwckw01-5f12-fb/33659535.html
YB216CWCKW01-5C05-CB | NKK Switches | 1: 64.6205 10: 55.7364 25: 52.5393 50: 50.2382 100: 48.0337 | Flush Round Button On-On SPDT circular-22.00(Dia) 1000000Cycles 30V 125V red 100000Cycles 3A SPDT welding mounting，panel mount 25mm(Length)*33.6mm(height) |  | Flush Round Button | [8 empty] | 3A |  | YB216CWCKW01-5C05-CB NKK Switches | 100000Cycles |  |  |  |  | red | [8 empty] | 25mm(Length)*33.6mm(height) |  | 125V | 30V | 1000000Cycles |  |  | welding mounting, panel mount |  |  | -25℃~50℃ |  |  |  | SPDT |  | circular-22.00(Dia) |  |  |  |  | Compliant | bulk |  |  |  | SPDT | On-On | [6 empty] | 9 | https://www.unikeyic.com/media/datasheet/a5/94/100e/0c/824aefad99220644c2dcff8020884b4b.pdf | https://www.unikeyic.com/products/pushbutton-switches/yb216cwckw01-5c05-cb/30843259.html
YB25WRKW01-5F24-JF | NKK Switches | 1: 52.9056 10: 45.6359 25: 43.0209 50: 41.1385 100: 39.3353 250: 37.0668 | Rectangular Button On-Mom DPDT circular-16.00(Dia) 1000000Cycles 30V 125V green 100000Cycles 3A welding mounting，panel mount 18mm(Length)*32.6mm(height) |  | Rectangular Button | [8 empty] | 3A |  | YB25WRKW01-5F24-JF NKK Switches | 100000Cycles |  |  |  |  | green | [8 empty] | 18mm(Length)*32.6mm(height) |  | 125V | 30V | 1000000Cycles |  |  | welding mounting, panel mount |  |  | -25℃~50℃ | [5 empty] | circular-16.00(Dia) |  |  |  |  | Compliant |  |  |  |  | DPDT | On-Mom | [6 empty] | 6 | https://www.unikeyic.com/media/datasheet/a5/94/100e/97/8348e1ca0841345936f0760058903db0.pdf | https://www.unikeyic.com/products/pushbutton-switches/yb25wrkw01-5f24-jf/702379.html
YB26RKG01-5D05-JD | NKK Switches | 1: 50.1336 10: 43.2486 25: 40.7704 50: 38.9865 100: 37.2774 250: 35.1276 | PUSHBUTTON，rectangle On-On DPDT circular-16.00(Dia) 200000Cycles 28V 28V Amber 100000Cycles welding mounting，panel mount |  | PUSHBUTTON, rectangle | [8 empty] | - |  | YB26RKG01-5D05-JD NKK Switches | 100000Cycles |  |  |  |  | Amber | [10 empty] | 28V | 28V | 200000Cycles |  |  | welding mounting, panel mount |  |  | -25℃~50℃ | [5 empty] | circular-16.00(Dia) |  |  |  |  | Compliant | bulk |  |  |  | DPDT | On-On | [6 empty] | 14 | https://www.unikeyic.com/media/datasheet/a5/94/100e/97/8348e1ca0841345936f0760058903db0.pdf | https://www.unikeyic.com/products/pushbutton-switches/yb26rkg01-5d05-jd/30186698.html
YB26WRKW01-5C-JC | NKK Switches | 1: 51.653 10: 44.5586 25: 42.0056 50: 40.1679 100: 38.4072 250: 36.1924 | Rectangular Button On-On DPDT circular-16.00(Dia) 200000Cycles 30V 125V red 100000Cycles 3A welding mounting，panel mount 18mm(Length)*32.6mm(height) |  | Rectangular Button | [8 empty] | 3A |  | YB26WRKW01-5C-JC NKK Switches | 100000Cycles |  |  |  |  | red | [8 empty] | 18mm(Length)*32.6mm(height) |  | 125V | 30V | 200000Cycles |  |  | welding mounting, panel mount |  |  | -25℃~50℃ | [5 empty] | circular-16.00(Dia) |  |  |  |  | Compliant | bulk |  |  |  | DPDT | On-On | [6 empty] | 18 | https://www.unikeyic.com/media/datasheet/a5/94/100e/97/8348e1ca0841345936f0760058903db0.pdf | https://www.unikeyic.com/products/pushbutton-switches/yb26wrkw01-5c-jc/33460851.html
YB26WSKW01-5C12-JC | NKK Switches | 1: 54.3107 10: 46.8462 25: 44.1611 50: 42.2286 100: 40.3768 250: 38.0474 | Square Button On-On DPDT circular-16.00(Dia) 200000Cycles 30V 125V red 100000Cycles 3A welding mounting，panel mount 18mm(Length)*32.6mm(height) |  | Square Button | [8 empty] | 3A |  | YB26WSKW01-5C12-JC NKK Switches | 100000Cycles |  |  |  |  | red | [8 empty] | 18mm(Length)*32.6mm(height) |  | 125V | 30V | 200000Cycles |  |  | welding mounting, panel mount |  |  | -25℃~50℃ | [5 empty] | circular-16.00(Dia) |  |  |  |  | Compliant | bulk |  |  |  | DPDT | On-On | [6 empty] | 9 | https://www.unikeyic.com/media/datasheet/a5/94/100e/97/8348e1ca0841345936f0760058903db0.pdf | https://www.unikeyic.com/products/pushbutton-switches/yb26wskw01-5c12-jc/29901741.html
YW1B-M2E10Y | IDEC | 1: 13.3254 5: 11.9395 10: 11.9395 20: 11.7263 50: 11.7263 | Idec Yellow button switch, panel mount, Panel opening diameter22mm, No indicator light, SPST |  | - | [8 empty] | - |  | YW1B-M2E10Y IDEC | - |  |  |  |  | - | [10 empty] | - | - | - |  |  | threaded mounting, panel mount |  |  | -20℃~55℃ | [5 empty] | 22mm | [9 empty] | SPST | - | [6 empty] | 4 | https://www.unikeyic.com/media/datasheet/f0/14/c195/99/1d72684d9e30402134c0d4ff4f610cea.pdf | https://www.unikeyic.com/products/pushbutton-switches/yw1b-m2e10y/29915357.html
YW1L-AF2E10Q4G | IDEC | 1: 18.3446 5: 17.1217 10: 17.1217 20: 16.8159 50: 16.8159 | Idec green button switch, panel mount, Panel opening diameter22mm, With indicator light, SPST |  | - | [8 empty] | - |  | YW1L-AF2E10Q4G IDEC | - |  |  |  |  | - | [10 empty] | 24V | - | - |  |  | threaded mounting, panel mount |  |  | -20℃~55℃ | [5 empty] | 22mm | [9 empty] | SPST | - | [6 empty] | 2 | https://www.unikeyic.com/media/datasheet/e1/f8/fe45/e1/8271633dcb748870e05f5a0ddbe4dc09.pdf | https://www.unikeyic.com/products/pushbutton-switches/yw1l-af2e10q4g/29823533.html
YW1L-AF2E10Q4Y | IDEC | 1: 18.1683 | IDEC Pushbutton Switch, Panel Mount, 22mm Hole Dia, Pilot Light, SPST |  | - | [8 empty] | - |  | YW1L-AF2E10Q4Y IDEC | - |  |  |  |  | - | [10 empty] | 24V | - | - |  |  | threaded mounting, panel mount |  |  | -20℃~55℃ | [5 empty] | 22mm | [9 empty] | SPST | - | [6 empty] | 4 | https://www.unikeyic.com/media/datasheet/e1/f8/fe45/e1/8271633dcb748870e05f5a0ddbe4dc09.pdf | https://www.unikeyic.com/products/pushbutton-switches/yw1l-af2e10q4y/33494778.html
YW1L-M4E10Q4PW | IDEC | 1: 18.4984 | IDEC White Pushbutton Switch, Panel Mount, 22mm Hole Dia, Pilot Light, SPST |  | - | [8 empty] | - |  | YW1L-M4E10Q4PW IDEC | - |  |  |  |  | - | [10 empty] | 24V | - | - |  |  | threaded mounting, panel mount |  |  | -20℃~55℃ | [5 empty] | 22mm | [9 empty] | SPST | - | [6 empty] | 10 | https://www.unikeyic.com/media/datasheet/e1/f8/fe45/e1/8271633dcb748870e05f5a0ddbe4dc09.pdf | https://www.unikeyic.com/products/pushbutton-switches/yw1l-m4e10q4pw/34069489.html
YW1L-M4E10Q4Y | IDEC | 1: 34.0009 | Idec Yellow button switch, panel mount, Panel opening diameter22mm, With indicator light, SPST |  | - | [8 empty] | - |  | YW1L-M4E10Q4Y IDEC | - |  |  |  |  | - | [10 empty] | 24V | - | - |  |  | threaded mounting, panel mount |  |  | -20℃~55℃ | [5 empty] | 22mm | [9 empty] | SPST | - | [6 empty] | 10 | https://www.unikeyic.com/media/datasheet/e1/f8/fe45/e1/8271633dcb748870e05f5a0ddbe4dc09.pdf | https://www.unikeyic.com/products/pushbutton-switches/yw1l-m4e10q4y/70579.html
YW4B-A1S | IDEC | 1: 5.2652 5: 5.0613 10: 4.8573 | Idec Mushroom button, YW4B series, lock release, Opening diameter22mm |  | - | [8 empty] | - |  |  | - |  |  |  |  | - | [10 empty] | - | - | - | [11 empty] | - | [9 empty] | - | - | [6 empty] | 6 | https://www.unikeyic.com/media/about_us/Unikey_ISO_9001_Certification.pdf | https://www.unikeyic.com/products/pushbutton-switches/yw4b-a1s/33668073.html
YW4B-M1S | IDEC | 1: 4.7964 5: 4.6178 10: 4.401 | Idec Mushroom button, YW4B series, Instantaneous, Opening diameter22mm |  | - | [8 empty] | - |  |  | - |  |  |  |  | - | [10 empty] | - | - | - | [11 empty] | - | [9 empty] | - | - | [6 empty] | 9 | https://www.unikeyic.com/media/about_us/Unikey_ISO_9001_Certification.pdf | https://www.unikeyic.com/products/pushbutton-switches/yw4b-m1s/3818602.html
ZAP-B | OMRON | 1: 67.3005 10: 58.0509 25: 54.7203 50: 52.324 100: 50.0275 | Flush Round Button Switch, On-Mom SPDT, 30.50mm Dia, 1M Cycles @ 30V, 500k Cycles @ 125V, Thread/Face Mount, 52mm L × 68.6mm H |  | Flush Round Button | [8 empty] | - |  | ZAP-B OMRON | 500000Cycles |  |  |  |  | - | [8 empty] | 52mm(Length)*68.6mm(height) |  | 125V | 30V | 1000000Cycles |  |  | threaded mounting, panel mount |  |  | -25℃~80℃ |  |  |  | SPDT |  | circular-30.50(Dia) |  |  |  |  | Non-compliant | bulk |  |  |  | SPDT | On-Mom | [6 empty] | 3 | https://www.unikeyic.com/media/datasheet/56/ad/78a0/56/f6dbe81508aadca783093f990588a0c8.pdf | https://www.unikeyic.com/products/pushbutton-switches/zap-b/1284439.html
ZB2BY2968 | Schneider Electric | 1: 1.869 | Schneider Electric ZB2BY2968 Legend |  | - | [8 empty] | - |  |  | - |  |  |  |  | - | [8 empty] | 30mm(Length)*40mm(height) |  | - | - | - |  |  | snap fit | [8 empty] | - | [9 empty] | - | - | [6 empty] | 6 | https://www.unikeyic.com/media/about_us/Unikey_ISO_9001_Certification.pdf | https://www.unikeyic.com/products/pushbutton-switches/zb2by2968/997634550.html
ZB2BY4952 | Schneider Electric | 1: 6.898 | Schneider Electric ZB2BY4952 Pushbutton Legend Plate |  | - | [8 empty] | - |  |  | - |  |  |  |  | - | [8 empty] | 40mm(width)*30mm(height) |  | - | - | - | [11 empty] | - | [9 empty] | - | - | [6 empty] | 9 | https://www.unikeyic.com/media/about_us/Unikey_ISO_9001_Certification.pdf | https://www.unikeyic.com/products/pushbutton-switches/zb2by4952/997637286.html
ZB4BC68006RA | Schneider Electric | 1: 29.0289 | circular-22 3000000Cycles 3000000Cycles panel mount 37mm*22mm*18.5mm |  | - | [8 empty] | - |  |  | 3000000Cycles |  |  |  |  | - | [8 empty] | 37mm*22mm*18.5mm |  | - | - | 3000000Cycles |  |  | panel mount |  |  | -40℃~70℃ | [5 empty] | Circle-22 | [9 empty] | - | - | [6 empty] | 1 | https://www.unikeyic.com/media/about_us/Unikey_ISO_9001_Certification.pdf | https://www.unikeyic.com/products/pushbutton-switches/zb4bc68006ra/997728966.html
ZB4BT6 | Schneider Electric | 1: 21.0482 | Circle-22 |  | - | [8 empty] | - |  |  | - |  |  |  |  | - | [10 empty] | - | - | - | [11 empty] | Circle-22 | [9 empty] | - | - | [6 empty] | 46 | https://www.unikeyic.com/media/about_us/Unikey_ISO_9001_Certification.pdf | https://www.unikeyic.com/products/pushbutton-switches/zb4bt6/997564827.html
ZB4BW337 | Schneider Electric | 1: 25.8889 | Schneider Electric ZB4BW337 Pushbutton Head |  | - | [8 empty] | - |  |  | - |  |  |  |  | - | [10 empty] | - | - | - | [11 empty] | - | [9 empty] | - | - | [6 empty] | 24 | https://www.unikeyic.com/media/about_us/Unikey_ISO_9001_Certification.pdf | https://www.unikeyic.com/products/pushbutton-switches/zb4bw337/997581814.html
ZB5AA232 | Schneider Electric | 1: 12.9272 | Round ON - (OFF) circular-22 panel mount 22mm(width) |  | Round | [8 empty] | - |  |  | - |  |  |  |  | - | [8 empty] | 22mm(width) |  | - | - | - |  |  | panel mount | [8 empty] | Circle-22 | [9 empty] | - | ON - (OFF) | [6 empty] | 21 | https://www.unikeyic.com/media/about_us/Unikey_ISO_9001_Certification.pdf | https://www.unikeyic.com/products/pushbutton-switches/zb5aa232/997679534.html
ZB5AL5 | Schneider Electric | 1: 9.5233 | Round ON - (OFF) circular-22 panel mount 22mm(width) |  | Round | [8 empty] | - |  |  | - |  |  |  |  | - | [8 empty] | 22mm(width) |  | - | - | - |  |  | panel mount |  |  | -25℃~70℃ | [5 empty] | Circle-22 | [9 empty] | - | ON - (OFF) | [6 empty] | 6 | https://www.unikeyic.com/media/about_us/Unikey_ISO_9001_Certification.pdf | https://www.unikeyic.com/products/pushbutton-switches/zb5al5/997495705.html
ZB5AP1 | Schneider Electric | 1: 19.3387 | Round ON - (OFF) circular-22 panel mount 22mm(width) |  | Round | [8 empty] | - |  |  | - |  |  |  |  | - | [8 empty] | 22mm(width) |  | - | - | - |  |  | panel mount | [8 empty] | Circle-22 | [9 empty] | - | ON - (OFF) | [6 empty] | 19 | https://www.unikeyic.com/media/about_us/Unikey_ISO_9001_Certification.pdf | https://www.unikeyic.com/products/pushbutton-switches/zb5ap1/997492544.html
ZB5AW0M11 | Schneider Electric | 1: 7.43 5: 7.3061 10: 7.1204 | On-Off SPST-NO 125V 120V white threaded mounting，panel mount |  | - | [8 empty] | - |  |  | - |  |  |  |  | white | [10 empty] | 120V | 125V | - |  |  | threaded mounting, panel mount |  |  | -40℃~70℃ | [5 empty] | - | [9 empty] | SPST-NO | On-Off | [6 empty] | 14 | https://www.unikeyic.com/media/about_us/Unikey_ISO_9001_Certification.pdf | https://www.unikeyic.com/products/pushbutton-switches/zb5aw0m11/997381768.html
ZB5AW0M13 | Schneider Electric | 1: 30.6288 | Off-On DPST-NO 125V 120V threaded mounting，panel mount |  | - | [8 empty] | - |  |  | - |  |  |  |  | - | [10 empty] | 120V | 125V | - |  |  | threaded mounting, panel mount |  |  | -40℃~70℃ | [5 empty] | - | [9 empty] | DPST-NO | Off-On | [6 empty] | 45 | https://www.unikeyic.com/media/about_us/Unikey_ISO_9001_Certification.pdf | https://www.unikeyic.com/products/pushbutton-switches/zb5aw0m13/997622749.html
ZB5AW7L3740 | Schneider Electric | 1: 34.3147 | ON - (OFF) circular-22 22mm(width) |  | - | [8 empty] | - |  |  | - |  |  |  |  | - | [8 empty] | 22mm(width) |  | - | - | - | [11 empty] | Circle-22 | [9 empty] | - | ON - (OFF) | [6 empty] | 7 | https://www.unikeyic.com/media/about_us/Unikey_ISO_9001_Certification.pdf | https://www.unikeyic.com/products/pushbutton-switches/zb5aw7l3740/997665494.html
ZBRM22B0 | Schneider Electric | 1: 358.81 | Off-Mom wire mounting，free hanging |  | - | [8 empty] | - |  |  | - |  |  |  |  | - | [10 empty] | - | - | - |  |  | wire mounting, free hanging |  |  | -25℃~55℃ | [5 empty] | - | [9 empty] | - | Off-Mom | [6 empty] | 1 | https://www.unikeyic.com/media/about_us/Unikey_ISO_9001_Certification.pdf | https://www.unikeyic.com/products/pushbutton-switches/zbrm22b0/997656054.html