## Panel Meters
Part Number | Manufacturer | Price | Description | Accessory Type | Application Level | Base Product Number | Count Rate | Datasheet | Display Characters - Height | Display Type | Features | For Use With / Related Products | Includes | Ingress Protection | Input Type | Length/Width/Height | Measuring Range | Measuring Type | Moisture Sensitivity Level (MSL) | Mounting Type | Mounting Type | Number of Characters Per Row | Operating Temperature | Operating Mode | Operating Temperature | Output Type | Packaging | Panel Cutout Dimensions | Product Status | Reset | Rid | SPM | Series | Specifications | Termination Style | Time Format | Voltage - Supply | Weight | Stock | Datasheet URL | Source URL
06508 | Simpson Electric | 1: 159.948 | Z SHUNT 500 AMP 50 MV | Switchboard Shunt | [7 empty] | - | - | [13 empty] | Retail Package | [5 empty] | - | - |  |  |  |  | 10 | https://www.unikeyic.com/media/datasheet/c3/60/8e89/c3/07f8b36488fffe0333029bb86a2106a8.pdf | https://www.unikeyic.com/products/panel-measuring-instruments-and-accessories/06508/19694388.html
06703 | Simpson Electric | 1: 98.3556 | Z SHUNT 5 AMP 50 MV TA-0380 | DC Current Shunt | [7 empty] | - | - | [13 empty] | Retail Package | [5 empty] | - | - |  |  |  |  | 8 | https://www.unikeyic.com/media/about_us/Unikey_ISO_9001_Certification.pdf | https://www.unikeyic.com/products/panel-measuring-instruments-and-accessories/06703/22854352.html
06704 | Simpson Electric | 1: 98.3556 | Z SHUNT 10 AMP 50 MV TA-0380 | DC Current Shunt | [7 empty] | - | - | [5 empty] | Not Applicable | [7 empty] | Retail Package |  |  |  | 16644661 |  | - | - |  |  |  |  | 6 | https://www.unikeyic.com/media/datasheet/c3/60/8e89/c3/07f8b36488fffe0333029bb86a2106a8.pdf | https://www.unikeyic.com/products/panel-measuring-instruments-and-accessories/06704/18498800.html
06705 | Simpson Electric | 1: 98.3556 | Z SHUNT 15 AMP 50 MV TA-0380 | DC Current Shunt | [7 empty] | - | - | [13 empty] | Retail Package |  |  |  | 16644675 |  | - | - |  |  |  |  | 15 | https://www.unikeyic.com/media/datasheet/c3/60/8e89/c3/07f8b36488fffe0333029bb86a2106a8.pdf | https://www.unikeyic.com/products/panel-measuring-instruments-and-accessories/06705/18673434.html
06707 | Simpson Electric | 1: 98.3556 | Z SHUNT 25 AMP 50 MV TA-0380 | DC Current Shunt | [7 empty] | - | - | [13 empty] | Retail Package | [5 empty] | - | - |  |  |  |  | 9 | https://www.unikeyic.com/media/datasheet/c3/60/8e89/c3/07f8b36488fffe0333029bb86a2106a8.pdf | https://www.unikeyic.com/products/panel-measuring-instruments-and-accessories/06707/20131539.html
06708 | Simpson Electric | 1: 98.3664 | Z SHUNT 30 AMP 50 MV TA-0380 | DC Current Shunt | [7 empty] | - | - | [13 empty] | Retail Package |  |  |  | 16644961 |  | - | - |  |  |  |  | 10 | https://www.unikeyic.com/media/datasheet/c3/60/8e89/c3/07f8b36488fffe0333029bb86a2106a8.pdf | https://www.unikeyic.com/products/panel-measuring-instruments-and-accessories/06708/16017015.html
06709 | Simpson Electric | 1: 98.3556 | Z SHUNT 50 AMP 50 MV TA-0380 | DC Current Shunt | [7 empty] | - | - | [13 empty] | Retail Package | [5 empty] | - | - |  |  |  |  | 1 | https://www.unikeyic.com/media/datasheet/c3/60/8e89/c3/07f8b36488fffe0333029bb86a2106a8.pdf | https://www.unikeyic.com/products/panel-measuring-instruments-and-accessories/06709/20077180.html
06713 | Simpson Electric | 1: 98.3664 | Z SHUNT 100 AMP 50 MV TA-0380 | DC Current Shunt | [7 empty] | - | - | [13 empty] | Retail Package | [5 empty] | - | - |  |  |  |  | 6 | https://www.unikeyic.com/media/datasheet/c3/60/8e89/c3/07f8b36488fffe0333029bb86a2106a8.pdf | https://www.unikeyic.com/products/panel-measuring-instruments-and-accessories/06713/23565160.html
14110042 | WIKA | 1: 406.833 | WIKA digital panel instrument, DI32-1series, Measurement counter、Current、frequency、humidity、speed、Temperature、Thermocouple、voltage, 22.2mmhigh section, LED |  | Industrial |  |  | 14110042 WIKA | [14 empty] | -20℃~50℃ | [15 empty] | 4 | https://www.unikeyic.com/media/datasheet/34/2c/d3e9/34/d1d64433ed0c3045f73ae257f31ffb53.pdf | https://www.unikeyic.com/products/panel-measuring-instruments-and-accessories/14110042/20469981.html
1SVR730020R3100 | ABB | 1: 111.2322 5: 109.521 10: 106.9541 100: 104.3872 | Order Number: Product Model:CT-MVS.12S,multifunction,1c/o,24-48VDC |  |  |  |  | 1SVR730020R3100 ABB | [30 empty] | 100 | https://www.unikeyic.com/media/datasheet/d0/2c/ffcc/d0/35dc69cfc5bf9ca94a5ef052a5e76397.pdf | https://www.unikeyic.com/products/panel-measuring-instruments-and-accessories/1svr730020r3100/16279307.html
1SVR730021R2300 | ABB | 1: 145.1138 5: 142.8813 10: 139.5325 100: 136.1837 | Order Number: Product Model:CT-MVS.23S,multifunction,2c/o,380-440VAC |  |  |  |  | 1SVR730021R2300 ABB | [30 empty] | 100 | https://www.unikeyic.com/media/datasheet/d0/2c/ffcc/d0/35dc69cfc5bf9ca94a5ef052a5e76397.pdf | https://www.unikeyic.com/products/panel-measuring-instruments-and-accessories/1svr730021r2300/17625396.html
20029K-16 | Honeywell | 1: 224.719 2: 220.561 3: 216.403 5: 212.234 8: 208.076 25: 172.7 | Hour Meter |  |  |  |  | 20029K-16 Honeywell | [11 empty] | panel mount |  |  | -54℃~68℃ | [5 empty] | New Design Not Recommended | [9 empty] | 33 | https://www.unikeyic.com/media/datasheet/87/2d/ce49/87/d13f4c341d6850581b29f03f66829423.pdf | https://www.unikeyic.com/products/panel-measuring-instruments-and-accessories/20029k-16/22505093.html
20116-23 | Honeywell | 1: 218.526 2: 214.478 3: 210.43 6: 206.382 9: 202.334 25: 167.948 50: 147.708 | Ac Hour Meter, Retainer Mount, 108-132 Vac, 60Hz |  |  |  | - |  | 0.120" (3.00mm) | Decade Wheel |  |  |  | IP66 - Dust Tight, Water Resistant | Voltage |  |  |  | 1 (Unlimited) |  | Panel Mount | 6 |  | Up | -40°C ~ 85°C | - | Bulk | Circular - 50.80mm Dia |  | Non-Resettable | 1162810 |  | 20000 |  | Quick Connect - 0.250" (6.3mm) | 99999.9hrs | 108 ~ 132VAC | - | 73 | https://www.unikeyic.com/media/datasheet/8d/14/1133/8d/3cac1a033ada37df7ffb70db91e28031.pdf | https://www.unikeyic.com/products/panel-measuring-instruments-and-accessories/20116-23/16675423.html
26546842 | CROUZET | 1: 21.243 5: 19.8268 10: 19.4728 25: 19.4728 50: 19.1187 100: 19.1187 250: 19.1187 5,000: 19.1187 | Crouzet adapter, used forBatch Counter, Chronometer, Multi-Totaliser, Preselection Totaliser, Tachometer | Adapter Plate | [7 empty] | - | - | [5 empty] | 1 (Unlimited) | [7 empty] | Box | [5 empty] | CTR48 | Panel Mount, Square 72mm x 72mm Outside Dim |  |  |  |  | 21 | https://www.unikeyic.com/media/datasheet/2c/9f/4c39/2c/5fd628c52f60100c68d29caef78d18b9.pdf | https://www.unikeyic.com/products/panel-measuring-instruments-and-accessories/26546842/17637550.html
26546843 | CROUZET | 1: 9.6949 5: 9.2994 10: 9.1208 | Crouzet 26546843 Adapter | Adapter Plate | [7 empty] | CTR24 Series | Hardware, Panel | [5 empty] | 1 (Unlimited) | [7 empty] | Bulk | [5 empty] | CTR24 | Panel Mount, Rectangular 56.00mm x 40.00mm Outside Dim |  |  |  |  | 3 | https://www.unikeyic.com/media/datasheet/18/70/90bb/18/2f0d357795bcd6b8cb9c8cc2099852b5.pdf | https://www.unikeyic.com/products/panel-measuring-instruments-and-accessories/26546843/15221137.html
26546845 | CROUZET | 1: 15.1674 5: 14.264 10: 13.6764 | Crouzet 26546845 Adapter | Adapter Plate | [7 empty] | - | - | [5 empty] | 1 (Unlimited) | [7 empty] | Box | [5 empty] | CHM48 | DIN Rail, Square 55mm x 55mm Outside Dim |  |  |  |  | 7 | https://www.unikeyic.com/media/datasheet/9a/a9/5b3e/9aa95b3eb26cd0b538edd8eb841625b3.pdf | https://www.unikeyic.com/products/panel-measuring-instruments-and-accessories/26546845/15762437.html
26546846 | CROUZET | 1: 5.2174 5: 5.0133 10: 4.8092 | Crouzet 26546846 Adapter | Adapter Plate | [7 empty] | - | - | [5 empty] | 1 (Unlimited) | [7 empty] | Box |  |  |  | 5215190 |  | CHM48 | Panel Mount, Square 55mm x 55mm Outside Dim |  |  |  |  | 12 | https://www.unikeyic.com/media/datasheet/2c/9f/4c39/2c/5fd628c52f60100c68d29caef78d18b9.pdf | https://www.unikeyic.com/products/panel-measuring-instruments-and-accessories/26546846/18155677.html
2710314 | PHOENIX CONTACT | 1: 449.6796 | Phoenix Contact Digital Panel Meter, Measure Current/Voltage, 24mm H |  |  | 27103 |  |  | 0.315" (8.00mm) | LED - Red Characters | - |  |  | IP65 - Dust Tight, Water Resistant |  |  | 0 ~ 24mA, 0 ~ 12VDC | Process | 1 (Unlimited) |  | Panel Mount | 4 |  |  | -20°C ~ 65°C | Analog | Bulk | Rectangular - 45.00mm x 22.00mm |  |  | 2528249 |  | - |  | Screw Terminal |  | 10 ~ 30VDC | 0.11 lb (49.9 g) | 2 | https://www.unikeyic.com/media/datasheet/09/77/edf5/09/b54acb907d6400c8db1d2d90351e75aa.pdf | https://www.unikeyic.com/products/panel-measuring-instruments-and-accessories/2710314/19717446.html
28060-16 | Honeywell | 1: 254.023 2: 249.315 3: 244.607 5: 239.91 8: 235.202 25: 195.228 | Hour Meters |  |  |  | - |  | - | - |  |  |  | - | - |  |  |  | 1 (Unlimited) |  | - | - |  | - | - | - | Bulk | - |  | - |  |  | - |  | - | - | - | - | 38 | https://www.unikeyic.com/media/datasheet/39/4c/d098/10/39a621fb8fa6ac5fab13188a5a23fa5c.pdf | https://www.unikeyic.com/products/panel-measuring-instruments-and-accessories/28060-16/17495169.html
28061-01 | Honeywell | 1: 254.518 2: 249.799 3: 245.091 5: 240.372 8: 235.664 25: 195.602 50: 172.04 100: 162.602 | Standard Ac Hour Meter, Rectangle Opening, Retainer Mounting, 0.25 In Bent Blade Termination, 100K Hours, 22 Vac To 26 Vac Operating Voltage, 24 V, 60 Hz |  |  |  | - |  | - | - |  |  |  | - | - |  |  |  | 1 (Unlimited) |  | - | - |  | - | - | - | Bulk | - |  | - | 14823322 |  | - |  | - | - | - | - | 114 | https://www.unikeyic.com/media/datasheet/9b/8e/bfaf/9b8ebfafc6c8696843cfafa630789713.pdf | https://www.unikeyic.com/products/panel-measuring-instruments-and-accessories/28061-01/20848477.html
28103-20 | Honeywell | 1: 257.675 2: 252.901 3: 248.138 5: 243.364 7: 238.59 25: 198.022 50: 174.174 | Analog Panel Meter, AC Multi-Range Hour Meter |  |  |  | 60Hz |  | 0.120" (3.00mm) | Decade Wheel |  |  |  | IP66 - Dust Tight, Water Resistant | - |  |  |  | 1 (Unlimited) |  | Panel Mount | 6 |  | Up | -40°C ~ 85°C | - | Bulk | - |  | - | 14824134 |  | 28100 |  | Quick Connect - 0.250" (6.3mm) | 99999.9hrs | 90 ~ 264VAC | - | 77 | https://www.unikeyic.com/media/datasheet/87/2d/ce49/87/d13f4c341d6850581b29f03f66829423.pdf | https://www.unikeyic.com/products/panel-measuring-instruments-and-accessories/28103-20/22982438.html
28104-06 | Honeywell | 1: 257.675 2: 252.901 3: 248.138 5: 243.364 7: 238.59 25: 198.022 50: 174.174 100: 164.626 | Quartz Plus DC Hour Meters |  |  |  | 60Hz |  | 0.120" (3.00mm) | Decade Wheel |  |  |  | IP66 - Dust Tight, Water Resistant | - |  |  |  | 1 (Unlimited) |  | Panel Mount | 6 |  | Up | -40°C ~ 85°C | - | Bulk | - |  | - | 14824384 |  | 28100 |  | Quick Connect - 0.250" (6.3mm) | 99999.9hrs | 90 ~ 264VAC | - | 167 | https://www.unikeyic.com/media/datasheet/87/2d/ce49/87/d13f4c341d6850581b29f03f66829423.pdf | https://www.unikeyic.com/products/panel-measuring-instruments-and-accessories/28104-06/22549299.html
28105-11 | Honeywell | 1: 255.299 2: 250.569 3: 245.85 5: 241.12 8: 236.39 25: 196.196 50: 172.568 100: 163.108 300: 153.648 | Multi-Range ac Hour Meter |  |  |  | 60Hz |  | 0.120" (3.00mm) | Decade Wheel |  |  |  | IP66 - Dust Tight, Water Resistant | - |  |  |  | 1 (Unlimited) |  | Panel Mount | 6 |  | Up | -40°C ~ 85°C | - | Bulk | - |  | - | 5068644 |  | 28100 |  | Quick Connect - 0.250" (6.3mm) | 99999.9hrs | 90 ~ 264VAC | - | 699 | https://www.unikeyic.com/media/datasheet/87/2d/ce49/87/d13f4c341d6850581b29f03f66829423.pdf | https://www.unikeyic.com/products/panel-measuring-instruments-and-accessories/28105-11/21047496.html
2902078 | PHOENIX CONTACT | 1: 188.4104 | Phoenix Contact Adapter, Size 116 × 112 × 115mm | Mounting Adapter | [7 empty] | EEM-MA400 and EEM-MA600 Series | - | [5 empty] | 1 (Unlimited) | [7 empty] | Bulk | [5 empty] | - | DIN Rail |  |  |  |  | 69 | https://www.unikeyic.com/media/datasheet/9f/4c/6230/9f4c623071b010cb0afa77f212cd2e29.pdf | https://www.unikeyic.com/products/panel-measuring-instruments-and-accessories/2902078/23513857.html
2CMA170520R1000 | ABB | 1: 479.2246 5: 479.2246 10: 479.2246 | ENERGY METER, 3-PH, 80A, 288V, DIN RAIL; |  | Industrial |  |  | 2CMA170520R1000 ABB | [14 empty] | -40℃~70℃ | [15 empty] | 1 | https://www.unikeyic.com/media/datasheet/2a/41/ac62/2a/125f747fd8e0cc6db9403d1435c630c7.pdf | https://www.unikeyic.com/products/panel-measuring-instruments-and-accessories/2cma170520r1000/17986360.html
2CMA170522R1000 | ABB | 1: 470.7711 | ENERGY METER, 3PH, 57.7-288V, 80A, RS485; No. of Phases:Three Phase; Supply Voltage:230VAC / 400VAC; Energy Meter Mounting:DIN Rail; Product Range:A Series; Meter Function:AC Current / AC Voltage / Frequency / Power; Ope |  | Industrial |  |  | 2CMA170522R1000 ABB | [14 empty] | -40℃(min) | [15 empty] | 1 | https://www.unikeyic.com/media/datasheet/78/ee/1919/78/558b6b6110ddbd256a887c019d679db9.pdf | https://www.unikeyic.com/products/panel-measuring-instruments-and-accessories/2cma170522r1000/16419176.html
3626 | Adafruit | 1: 20.125 |  |  |  | - |  |  | - | LCD - Black Characters, Blue Backlight | Hour Meter |  |  | - |  |  | Multiple | Current, Voltage, Wattage | Not Applicable |  | Panel Mount | - |  |  | - | - | Bulk | - |  |  |  |  | - |  | Screw Terminal |  | 6.5VDC |  | 7 | https://www.unikeyic.com/media/datasheet/00/2e/295f/00/249bb8902cb89e59286d11a8e06c68be.pdf | https://www.unikeyic.com/products/panel-measuring-instruments-and-accessories/3626/16839385.html
4825 0206 | SOCOMEC | 1: 234.8703 5: 225.4784 10: 216.0865 | Socomec energy meter, Digital, Diris A40series |  |  |  |  | 4825 0206 SOCOMEC | [14 empty] | -10℃~55℃ | [15 empty] | 1 | https://www.unikeyic.com/media/datasheet/91/10/bec1/91/dfc182d29eda219c2d40fce4f20d27f0.pdf | https://www.unikeyic.com/products/panel-measuring-instruments-and-accessories/4825-0206/23333824.html
4850 3010 | SOCOMEC | 1: 182.5561 | Socomec Energy Meter, LCD, Countis E50 Series | [19 empty] | -10℃(min) | [15 empty] | 5 | https://www.unikeyic.com/media/about_us/Unikey_ISO_9001_Certification.pdf | https://www.unikeyic.com/products/panel-measuring-instruments-and-accessories/4850-3010/22662249.html
4850 3011 | SOCOMEC | 1: 281.5268 5: 275.8917 10: 270.2687 | Socomec Energy Meter, LCD, Countis E53 Series | [19 empty] | -10℃~55℃ | [15 empty] | 5 | https://www.unikeyic.com/media/about_us/Unikey_ISO_9001_Certification.pdf | https://www.unikeyic.com/products/panel-measuring-instruments-and-accessories/4850-3011/17043798.html
50065820-03 | Honeywell | 1: 254.518 2: 249.799 3: 245.091 5: 240.372 8: 235.664 25: 195.602 50: 172.04 | Board Mount Hall Effect/Magnetic Sensors Monitors - Counters Hour Meters | [25 empty] | New Design Not Recommended | [9 empty] | 80 | https://www.unikeyic.com/media/about_us/Unikey_ISO_9001_Certification.pdf | https://www.unikeyic.com/products/panel-measuring-instruments-and-accessories/50065820-03/17840271.html
5252-01145-0 | Murata Manufacturing | 40: 2.926 | Mounting Bracket Panel Mount Rectangular 23.50mm x 55.00mm Outside Dim | Mounting Bracket |  | 5252 | [5 empty] | DMS Series | Bezel, Brackets, Hardware | [5 empty] | Not Applicable | [7 empty] | Box |  |  |  | 5798516 |  | DMS | Panel Mount, Rectangular 23.50mm x 55.00mm Outside Dim |  |  |  |  | 70 | https://www.unikeyic.com/media/datasheet/05/54/af64/05/9357f9fdc6c717d83c510c83222a7feb.pdf | https://www.unikeyic.com/products/panel-measuring-instruments-and-accessories/5252-01145-0/16752881.html
5500083 | Carlo Gavazzi | 7: 14.542 | Mounting Bracket | Mounting Bracket | [7 empty] | UDM35/40 Series | [6 empty] | Not Applicable | [7 empty] | Box |  |  |  | 9485639 |  | UDM | [5 empty] | 20 | https://www.unikeyic.com/media/about_us/Unikey_ISO_9001_Certification.pdf | https://www.unikeyic.com/products/panel-measuring-instruments-and-accessories/5500083/14290343.html
5714D | PR electronics | 1: 415.1463 5: 341.6471 | PR Electronics Process Instrument 5700 Series Measure Current Potentiometer Signal Resistance Temperature Voltage 44.5mm H Cut Face LED |  | Industrial |  |  | 5714D PR electronics | [14 empty] | -20℃~60℃ | [15 empty] | 18 | https://www.unikeyic.com/media/datasheet/73/b1/78f7/73/c612d7bed8c6f797d80f554cf464d680.pdf | https://www.unikeyic.com/products/panel-measuring-instruments-and-accessories/5714d/18835891.html
574 | Adafruit | 1: 18.096 | No. of Digits / Alpha:3; Meter Function:DC Current; Meter Range:0.01A to 9.99A; Digit Height:14.23mm; Panel Cutout Height:29mm; Panel Cutout Width:21mm; Supply Voltage Min:4.5V; Supply Voltage Max:30V 88W2486 |  |  | - |  |  | 0.560" (14.20mm) | LED - Red Characters | - |  |  | - |  |  | 0 ~ 9.99A | Current | 1 (Unlimited) |  | Panel Mount | 3 |  |  | - | - | Bulk | Rectangular - 45.50mm x 26.50mm |  |  | 5353604 |  | - |  | Wire Leads |  | 4.5 ~ 30VDC | - | 6 | https://www.unikeyic.com/media/datasheet/ab/5b/98f6/ab/8526a0775e02a47d7af61e0df6a05ddc.pdf | https://www.unikeyic.com/products/panel-measuring-instruments-and-accessories/574/17500510.html
575 | Adafruit | 1: 13.2016 | Accessory Type:Panel Volt Meter; For Use With:-; Product Range:- 68X4793 |  |  | - |  |  | 0.560" (14.20mm) | LED - Green Characters | - |  |  | - |  |  | 4.5 ~ 30VDC | Voltage | 1 (Unlimited) |  | Panel Mount | 3 |  |  | - | - | Bulk | Rectangular - 45.50mm x 26.50mm |  |  |  |  | - |  | Wire Leads |  | Loop Power | - | 14 | https://www.unikeyic.com/media/datasheet/93/e9/7440/93e9744022b57f6b3befa6b6225c1bb1.pdf | https://www.unikeyic.com/products/panel-measuring-instruments-and-accessories/575/16545384.html
576 | Adafruit | 1: 11.4425 | Panel Temp Sensor, 4.5V to 30V DC In, Blue LED Display |  |  | - |  |  | 0.560" (14.20mm) | LED - Blue Characters | - |  |  | - |  |  | -30°C ~ 70°C | Thermister | 1 (Unlimited) |  | Panel Mount | 3 |  |  | - | - | Bulk | Rectangular - 45.50mm x 26.50mm |  |  |  |  | - |  | Wire Leads |  | 4.5 ~ 30VDC | - | 20 | https://www.unikeyic.com/media/datasheet/12/d7/1b97/12/bba483b623820469377e820d89b62534.pdf | https://www.unikeyic.com/products/panel-measuring-instruments-and-accessories/576/17915879.html
6.565.010.000 | Kubler | 1: 321.1828 | Kübler Digital Panel Meter, CODIX 565 Series, Measure Current/Voltage, 45mm H Cutout, LED |  | Industrial | [17 empty] | -20℃~65℃ | [15 empty] | 3 | https://www.unikeyic.com/media/about_us/Unikey_ISO_9001_Certification.pdf | https://www.unikeyic.com/products/panel-measuring-instruments-and-accessories/6-565-010-000/20627199.html
6.565.010.300 | Kubler | 1: 315.7447 | Kübler Digital Panel Meter, CODIX 565 Series, Measure Current/Voltage, 45mm H Cutout, LED |  | Industrial |  |  | 6.565.010.300 Kubler | [14 empty] | -20℃~65℃ | [15 empty] | 9 | https://www.unikeyic.com/media/datasheet/b6/89/dbe7/b6/6959313aa8d8d14a2913b11710243f4c.pdf | https://www.unikeyic.com/products/panel-measuring-instruments-and-accessories/6-565-010-300/14537043.html
6.565.010.309 | Kubler | 1: 398.35 | Kübler digital panel instrument, CODIX 565series, Measure current, 45mmhigh section, LED |  | Industrial |  |  | 6.565.010.309 Kubler | [14 empty] | -20℃~60℃ | [15 empty] | 1 | https://www.unikeyic.com/media/datasheet/00/2e/5427/00/6fd476b5d2cc1e62bb3b11cf2f07a6cc.pdf | https://www.unikeyic.com/products/panel-measuring-instruments-and-accessories/6-565-010-309/15783758.html
700DR00101248D2060A | Curtis Instruments | 1: 35.1197 | () 20 ~ 60 VAC、12 ~ 48 VDC |  |  |  | - |  | 0.196" (5.00mm) | LCD - Black Characters |  |  |  | IP66 - Dust Tight, Water Resistant | Voltage |  |  |  | 1 (Unlimited) |  | Panel Mount | 6 |  | Up | -40°C ~ 85°C | - | Bulk | Rectangular - 45.00mm x 22.20mm |  | External | 724882 |  | 700 |  | Quick Connect - 0.187" (4.7mm) | 99999.9hrs | 20 ~ 60VAC, 12 ~ 48VDC | - | 69 | https://www.unikeyic.com/media/datasheet/c9/65/331b/c9/9671fb45d79e64aa519328bd6a2cd515.pdf | https://www.unikeyic.com/products/panel-measuring-instruments-and-accessories/700dr00101248d2060a/22669231.html
700DR001048150D100230A | Curtis Instruments | 1: 32.7525 | () 100 ~ 230 VAC、48 ~ 150 VDC |  |  |  | - |  | 0.196" (5.00mm) | LCD - Black Characters |  |  |  | IP66 - Dust Tight, Water Resistant | Voltage |  |  |  | 1 (Unlimited) |  | Panel Mount | 6 |  | Up | -40°C ~ 85°C | - | Bulk | Rectangular - 45.00mm x 22.20mm |  | External | 806136 |  | 700 |  | Quick Connect - 0.187" (4.7mm) | 99999.9hrs | 100 ~ 230VAC, 48 ~ 150VDC | - | 60 | https://www.unikeyic.com/media/datasheet/c9/65/331b/c9/9671fb45d79e64aa519328bd6a2cd515.pdf | https://www.unikeyic.com/products/panel-measuring-instruments-and-accessories/700dr001048150d100230a/23408473.html
700FN001O1248D2060A | Curtis Instruments | 1: 31.694 | COUNTER LCD 6 CHAR 20-60V PNL MT |  |  |  | - |  | 0.196" (5.00mm) | LCD - Black Characters |  |  |  | IP66 - Dust Tight, Water Resistant | Voltage |  |  |  | Not Applicable |  | Panel Mount | 6 |  | Up | -40°C ~ 85°C | - | Bulk | Rectangular - 36.80mm x 24.10mm |  | Non-Resettable | 825003 |  | 700 |  | Quick Connect - 0.250" (6.3mm) | 99999.9hrs | 20 ~ 60VAC, 12 ~ 48VDC | - | 18 | https://www.unikeyic.com/media/datasheet/c9/65/331b/c9/9671fb45d79e64aa519328bd6a2cd515.pdf | https://www.unikeyic.com/products/panel-measuring-instruments-and-accessories/700fn001o1248d2060a/16144875.html
700LN001N48150D10023 | Curtis Instruments | 1: 27.6409 | COUNTER LCD 6 CHAR 100-230V PNL |  |  |  | - |  | 0.196" (5.00mm) | LCD - Black Characters |  |  |  | IP66 - Dust Tight, Water Resistant | Voltage |  |  |  | Not Applicable |  | Panel Mount | 6 |  | Up | -40°C ~ 85°C | - | Bulk | Rectangular - 36.80mm x 24.10mm |  | Non-Resettable | 408443 |  | 700 |  | Connector | 99999.9hrs | 100 ~ 230VAC, 48 ~ 150VDC | - | 4 | https://www.unikeyic.com/media/datasheet/c9/65/331b/c9/9671fb45d79e64aa519328bd6a2cd515.pdf | https://www.unikeyic.com/products/panel-measuring-instruments-and-accessories/700ln001n48150d10023/18305680.html
701PR-112 | Curtis Instruments | 1: 29.253 | Solid State Digital Meter Module |  |  | 701PR | - |  | 0.196" (5.00mm) | LCD - Black Characters |  |  |  | - | Voltage |  |  |  | 1 (Unlimited) |  | Through Hole | 6 |  | Up | -40°C ~ 85°C | - | Bulk | - |  | External | 254343 |  | 700 |  | PC Pin | 99999.9hrs | 12 ~ 48VDC | - | 549 | https://www.unikeyic.com/media/datasheet/b9/82/1346/b9821346d7e90219baf8427db932d0b4.pdf | https://www.unikeyic.com/products/panel-measuring-instruments-and-accessories/701pr-112/22743402.html
701QR00101248D2060A | Curtis Instruments | 1: 51.9764 | () 20 ~ 60 VAC、12 ~ 48 VDC |  |  |  | - |  | 0.196" (5.00mm) | LCD - Black Characters |  |  |  | IP66 - Dust Tight, Water Resistant | Voltage |  |  |  | Not Applicable |  | Panel Mount | 6 |  | Up | -40°C ~ 85°C | - | Bulk | Circular - 52.00mm Dia |  | External | 254334 |  | 700 |  | Quick Connect - 0.250" (6.3mm) | 99999.9hrs | 20 ~ 60VAC, 12 ~ 48VDC | - | 177 | https://www.unikeyic.com/media/datasheet/c9/65/331b/c9/9671fb45d79e64aa519328bd6a2cd515.pdf | https://www.unikeyic.com/products/panel-measuring-instruments-and-accessories/701qr00101248d2060a/19833853.html
705 | Adafruit | 1: 16.4724 | Mini 3-wire Volt Meter, 4.5V to 28V DC power, 0V to 99.9V DC measurement |  |  | - |  |  | - | LED - Green Characters | - |  |  | - |  |  | 0 ~ 99.9VDC | Voltage | 1 (Unlimited) |  | Chassis Mount | 3 |  |  | - | - | Bulk | - |  |  |  |  | - |  | Wire Leads |  | 4.5 ~ 30VDC | 0.012 lb (5.44 g) | 53 | https://www.unikeyic.com/media/datasheet/c2/05/7305/c20573053cf5b11cb775a029c7862da6.pdf | https://www.unikeyic.com/products/panel-measuring-instruments-and-accessories/705/22520258.html
81333-26 | Honeywell | 1: 349.679 4: 333.784 10: 319.275 29: 305.976 | OPERATOR CONTROLS-SHIFTERS 300 - Counters & Tachometers | [25 empty] | On sale |  |  | bulk | [6 empty] | 72 | https://www.unikeyic.com/media/about_us/Unikey_ISO_9001_Certification.pdf | https://www.unikeyic.com/products/panel-measuring-instruments-and-accessories/81333-26/21784062.html
81485-08 | Honeywell | 1: 337.227 2: 330.869 4: 324.5 | 08 and -28 (Different Packaging) = /Hobbs Shifter Kitted with 1 Mounting Clamp + 2 Screws. - Counters Hour Meters |  |  | 81485 | - |  | - | - |  |  |  | - | - |  |  |  | 1 (Unlimited) |  | - | - |  | - | - | - | Bulk | - |  | - | 5069253 |  | - |  | - | - | - | - | 17 | https://www.unikeyic.com/media/about_us/Unikey_ISO_9001_Certification.pdf | https://www.unikeyic.com/products/panel-measuring-instruments-and-accessories/81485-08/19676051.html
81485-28 | Honeywell | 1: 295.801 2: 290.224 4: 284.636 | 08 and -28 (Different Packaging) = /Hobbs Shifter Kitted with 1 Mounting Clamp + 2 Screws. - Counters Hour Meters |  |  | 81485 | - |  | - | - |  |  |  | - | - |  |  |  | 1 (Unlimited) |  | - | - |  | - | - | - | Bulk | - |  | - | 5069255 |  | - |  | - | - | - | - | 24 | https://www.unikeyic.com/media/about_us/Unikey_ISO_9001_Certification.pdf | https://www.unikeyic.com/products/panel-measuring-instruments-and-accessories/81485-28/16242918.html
82001-56 | Honeywell | 1: 262.878 2: 250.349 6: 238.975 15: 228.58 | Digital Panel Meters | [12 empty] | 58.16mm*39.37mm*26.16mm | [12 empty] | New Design Not Recommended | [9 empty] | 17 | https://www.unikeyic.com/media/about_us/Unikey_ISO_9001_Certification.pdf | https://www.unikeyic.com/products/panel-measuring-instruments-and-accessories/82001-56/22985341.html
82001-58 | Honeywell | 1: 206.47 2: 202.653 | Digital Panel Meters HOUR METERS |  |  |  | - |  | - | - |  |  |  | - | - |  |  |  | 1 (Unlimited) |  | - | - |  | - | - | - | Bulk | - |  | - | 5069282 |  | - |  | - | - | - | - | 2 | https://www.unikeyic.com/media/pdf/PCNObsolescenceEOL/honeywell/a2/e1/7608/28061-01/2025/11/PON-Obsolescence-of-AC-Analog-Hour-Meter-Product-Line-05-August-2019.pdf | https://www.unikeyic.com/products/panel-measuring-instruments-and-accessories/82001-58/14858631.html
82014-11 | Honeywell | 2: 102.113 3: 100.221 | Hour Meter |  |  |  | - |  | - | - |  |  |  | - | - |  |  |  | 1 (Unlimited) |  | - | - |  | - | - | - | Bulk | - |  | - |  |  | - |  | - | - | - | - | 5 | https://www.unikeyic.com/media/pdf/PCNObsolescenceEOL/honeywell/a2/e1/7608/28061-01/2025/11/PON-Obsolescence-of-AC-Analog-Hour-Meter-Product-Line-05-August-2019.pdf | https://www.unikeyic.com/products/panel-measuring-instruments-and-accessories/82014-11/17645730.html
82031-56 | Honeywell | 1: 266.86 2: 254.166 6: 242.605 15: 232.056 43: 222.387 | Quartz Hourmeter 12 Vdc - 24 Vdc 10 000 Hrs Flanged W/Retainer Shipped in Bulk Packaging [144 Units per Box]. - Digital Panel Meters | [12 empty] | 58.166mm*52.07mm*26.162mm | [12 empty] | Stop production |  |  | bulk | [6 empty] | 418 | https://www.unikeyic.com/media/about_us/Unikey_ISO_9001_Certification.pdf | https://www.unikeyic.com/products/panel-measuring-instruments-and-accessories/82031-56/22841117.html
82320-56 | Honeywell | 1: 166.122 | Digital Panel Meters HOUR METERS |  |  |  | - |  | - | - |  |  |  | - | - |  |  |  | 1 (Unlimited) |  | - | - |  | - | - | - | Bulk | - |  | - | 5069298 |  | - |  | - | - | - | - | 1490 | https://www.unikeyic.com/media/pdf/PCNObsolescenceEOL/honeywell/a2/e1/7608/28061-01/2025/11/PON-Obsolescence-of-AC-Analog-Hour-Meter-Product-Line-05-August-2019.pdf | https://www.unikeyic.com/products/panel-measuring-instruments-and-accessories/82320-56/19618564.html
82320-57 | Honeywell | 1: 204.721 2: 200.926 3: 197.131 6: 193.347 9: 189.552 25: 157.322 50: 138.38 | Hour Meter | [12 empty] | 58.16mm*39.37mm*26.16mm | [12 empty] | New Design Not Recommended | [9 empty] | 81 | https://www.unikeyic.com/media/about_us/Unikey_ISO_9001_Certification.pdf | https://www.unikeyic.com/products/panel-measuring-instruments-and-accessories/82320-57/21023506.html
82322-11 | Honeywell | 1: 259.281 2: 246.928 6: 235.708 15: 225.456 44: 216.062 | Quartz Hourmeter 12 Vdc - 60 Vdc 10 0 - Digital Panel Meters | [12 empty] | 61.214mm*54.102mm*31.75mm | [12 empty] | Stop production |  |  | bulk | [6 empty] | 72 | https://www.unikeyic.com/media/about_us/Unikey_ISO_9001_Certification.pdf | https://www.unikeyic.com/products/panel-measuring-instruments-and-accessories/82322-11/17951464.html
82370-11 | Honeywell | 6: 19.899 15: 19.096 60: 18.337 | OPERATOR CONTROLS-HOUR METERS 200 - Counters Hour Meters | [12 empty] | 61.214mm*54.102mm*31.75mm | [12 empty] | Stop production |  |  | bulk | [6 empty] | 100 | https://www.unikeyic.com/media/about_us/Unikey_ISO_9001_Certification.pdf | https://www.unikeyic.com/products/panel-measuring-instruments-and-accessories/82370-11/21490108.html
82453-85 | Honeywell | 1: 258.456 2: 246.147 6: 234.96 15: 224.741 44: 215.38 | Hour Meter, 10 to 80 VDC, 3-Screw |  | Industrial |  |  | 82453-85 Honeywell | [7 empty] | 60.452mm*71.12mm*71.12mm |  |  |  | panel mount |  |  | -40℃~85℃ | [5 empty] | Stop production |  |  | bulk | [6 empty] | 47 | https://www.unikeyic.com/media/datasheet/39/4c/d098/10/39a621fb8fa6ac5fab13188a5a23fa5c.pdf | https://www.unikeyic.com/products/panel-measuring-instruments-and-accessories/82453-85/23284885.html
82454-09 | Honeywell | 1: 202.576 2: 198.825 3: 195.074 6: 191.323 9: 187.572 25: 155.694 50: 136.928 100: 129.426 300: 121.924 | Operator Controls-Monitors |  |  |  | - |  | 0.120" (3.00mm) | Decade Wheel |  |  |  | IP66 - Dust Tight, Water Resistant | - |  |  |  | 1 (Unlimited) |  | Panel Mount | 6 |  | Up | -40°C ~ 85°C | - | Bulk | - |  | - | 5069319 |  | 82400 |  | Quick Connect - 0.250" (6.3mm) | 99999.9hrs | - | - | 620 | https://www.unikeyic.com/media/datasheet/39/4c/d098/10/39a621fb8fa6ac5fab13188a5a23fa5c.pdf | https://www.unikeyic.com/products/panel-measuring-instruments-and-accessories/82454-09/19337363.html
83807-18 | Honeywell | 1: 277.618 2: 272.371 4: 267.135 | Industrial Pressure Sensors SHIFTERS |  |  | 83807 | - |  | - | - |  |  |  | - | - |  |  |  | 1 (Unlimited) |  | - | - |  | - | - | - | Bulk | - |  | - |  |  | - |  | - | - | - | - | 4 | https://www.unikeyic.com/media/about_us/Unikey_ISO_9001_Certification.pdf | https://www.unikeyic.com/products/panel-measuring-instruments-and-accessories/83807-18/18667871.html
84986-26 | Honeywell | 1: 488.686 2: 479.457 3: 470.239 | Operator Controls Shifters Fnr Shifters & Turn Signals - Counters Hour Meters |  |  | 84986 | - |  | - | - |  |  |  | - | - |  |  |  | 1 (Unlimited) |  | - | - |  | - | - | - | Bulk | - |  | - |  |  | - |  | - | - | - | - | 7 | https://www.unikeyic.com/media/about_us/Unikey_ISO_9001_Certification.pdf | https://www.unikeyic.com/products/panel-measuring-instruments-and-accessories/84986-26/17770964.html
85000-11 | Honeywell | 1: 279.345 2: 274.076 4: 268.807 7: 263.538 | Time Counter (Hour Meter) 5 ~ 110VDC Panel |  | Industrial |  |  | 85000-11 Honeywell | [7 empty] | 59.182mm*32mm*32mm |  |  |  | panel mount |  |  | -40℃~85℃ | [5 empty] | New Design Not Recommended |  |  | bulk | [6 empty] | 13 | https://www.unikeyic.com/media/datasheet/39/4c/d098/10/39a621fb8fa6ac5fab13188a5a23fa5c.pdf | https://www.unikeyic.com/products/panel-measuring-instruments-and-accessories/85000-11/17680539.html
85002-03 | Honeywell | 1: 278.234 2: 272.976 4: 267.729 7: 262.482 | Hour Meter, Round Shape, 10 to 32 VDC Voltage Range |  |  |  | - |  | 0.120" (3.00mm) | Decade Wheel |  |  |  | IP66 - Dust Tight, Water Resistant | - |  |  |  | 1 (Unlimited) |  | Panel Mount | 5 |  | Up | -40°C ~ 85°C | - | Bulk | - |  | - | 5069368 |  | 85000 |  | Quick Connect - 0.250" (6.3mm) | 9999.9hrs | 5 ~ 110VDC | - | 14 | https://www.unikeyic.com/media/datasheet/39/4c/d098/10/39a621fb8fa6ac5fab13188a5a23fa5c.pdf | https://www.unikeyic.com/products/panel-measuring-instruments-and-accessories/85002-03/15246028.html
85005-25 | Honeywell | 1: 360.338 2: 343.178 5: 327.58 11: 313.346 32: 300.289 | Quartz Plus DC Hour Meters |  | Industrial |  |  | 85005-25 Honeywell | [7 empty] | 81.026mm*57.658mm*57.658mm |  |  |  | panel mount |  |  | -40℃~85℃ | [5 empty] | Stop production |  |  | bulk | [6 empty] | 338 | https://www.unikeyic.com/media/datasheet/39/4c/d098/10/39a621fb8fa6ac5fab13188a5a23fa5c.pdf | https://www.unikeyic.com/products/panel-measuring-instruments-and-accessories/85005-25/18678792.html
85008-25 | Honeywell | 1: 359.007 2: 341.913 5: 326.37 | Quartz Plus DC Hour Meters |  | Industrial |  |  | 85008-25 Honeywell | [11 empty] | panel mount |  |  | -40℃~85℃ | [5 empty] | Stop production |  |  | bulk | [6 empty] | 7 | https://www.unikeyic.com/media/datasheet/39/4c/d098/10/39a621fb8fa6ac5fab13188a5a23fa5c.pdf | https://www.unikeyic.com/products/panel-measuring-instruments-and-accessories/85008-25/16575605.html
85014-02 | Honeywell | 1: 273.515 2: 268.356 4: 263.197 7: 258.038 | Quartz Plus DC Hour Meters |  |  |  | - |  | 0.120" (3.00mm) | Decade Wheel |  |  |  | IP66 - Dust Tight, Water Resistant | - |  |  |  | 1 (Unlimited) |  | Panel Mount | 5 |  | Up | -40°C ~ 85°C | - | Bulk | - |  | - | 5069388 |  | 85000 |  | Quick Connect - 0.250" (6.3mm) | 9999.9hrs | 5 ~ 110VDC | - | 15 | https://www.unikeyic.com/media/datasheet/39/4c/d098/10/39a621fb8fa6ac5fab13188a5a23fa5c.pdf | https://www.unikeyic.com/products/panel-measuring-instruments-and-accessories/85014-02/16245411.html
85024-11 | Honeywell | 1: 360.921 2: 343.728 5: 328.108 | Digital Panel Meters HOUR METERS |  | Industrial |  |  | 85024-11 Honeywell | [7 empty] | 59.182mm*54.102mm*32.004mm |  |  |  | panel mount |  |  | -40℃~85℃ | [5 empty] | Stop production |  |  | bulk | [6 empty] | 7 | https://www.unikeyic.com/media/datasheet/39/4c/d098/10/39a621fb8fa6ac5fab13188a5a23fa5c.pdf | https://www.unikeyic.com/products/panel-measuring-instruments-and-accessories/85024-11/15820016.html
85038-09 | Honeywell | 5: 25.784 15: 24.794 | Monitor Operator Control | [25 empty] | Final sale |  |  | bulk | [6 empty] | 34 | https://www.unikeyic.com/media/about_us/Unikey_ISO_9001_Certification.pdf | https://www.unikeyic.com/products/panel-measuring-instruments-and-accessories/85038-09/22088686.html
85084-48 | Honeywell | 2: 60.258 5: 59.147 10: 58.025 19: 56.914 24: 55.792 | Digital Panel Meters HOUR METERS - Counters Hour Meters | [15 empty] | 1 (Unlimited) | [7 empty] | Bulk |  |  |  | 14817357 |  | * | [5 empty] | 57 | https://www.unikeyic.com/media/pdf/PCNObsolescenceEOL/honeywell/a2/e1/7608/28061-01/2025/11/PON-Obsolescence-of-AC-Analog-Hour-Meter-Product-Line-05-August-2019.pdf | https://www.unikeyic.com/products/panel-measuring-instruments-and-accessories/85084-48/20381513.html
85093-41 | Honeywell | 1: 277.53 2: 272.294 4: 267.058 7: 261.822 25: 217.316 | Hour Meter |  |  |  | - |  | 0.120" (3.00mm) | Decade Wheel |  |  |  | IP66 - Dust Tight, Water Resistant | - |  |  |  | 1 (Unlimited) |  | Panel Mount | 5 |  | Up | -40°C ~ 85°C | - | Bulk | - |  | - | 5069403 |  | 85000 |  | Quick Connect - 0.250" (6.3mm) | 9999.9hrs | 5 ~ 110VDC | - | 30 | https://www.unikeyic.com/media/datasheet/39/4c/d098/10/39a621fb8fa6ac5fab13188a5a23fa5c.pdf | https://www.unikeyic.com/products/panel-measuring-instruments-and-accessories/85093-41/18195897.html
85094-44 | Honeywell | 1: 276.463 2: 271.238 | Time Counter (Hour Meter) 5 ~ 110VDC Panel |  |  |  | - |  | 0.120" (3.00mm) | Decade Wheel |  |  |  | IP66 - Dust Tight, Water Resistant | - |  |  |  | 1 (Unlimited) |  | Panel Mount | 5 |  | Up | -40°C ~ 85°C | - | Bulk | - |  | - | 5069408 |  | 85000 |  | Quick Connect - 0.250" (6.3mm) | 9999.9hrs | 5 ~ 110VDC | - | 3 | https://www.unikeyic.com/media/datasheet/39/4c/d098/10/39a621fb8fa6ac5fab13188a5a23fa5c.pdf | https://www.unikeyic.com/products/panel-measuring-instruments-and-accessories/85094-44/16132283.html
85097-45 | Honeywell | 1: 270.468 2: 265.364 4: 260.26 7: 255.156 25: 211.772 50: 186.274 | Hour Meters - Quartz Plus |  |  |  | - |  | 0.120" (3.00mm) | Decade Wheel |  |  |  | IP66 - Dust Tight, Water Resistant | - |  |  |  | 1 (Unlimited) |  | Panel Mount | 5 |  | Up | -40°C ~ 85°C | - | Bulk | - |  | - | 14811099 |  | 85000 |  | Quick Connect - 0.250" (6.3mm) | 9999.9hrs | 5 ~ 110VDC | - | 86 | https://www.unikeyic.com/media/datasheet/39/4c/d098/10/39a621fb8fa6ac5fab13188a5a23fa5c.pdf | https://www.unikeyic.com/products/panel-measuring-instruments-and-accessories/85097-45/21163385.html
85098-03 | Honeywell | 1: 144.111 | Direct Current Hour Meters |  |  | 85098 | - |  | 0.120" (3.00mm) | Decade Wheel |  |  |  | IP66 - Dust Tight, Water Resistant | - |  |  |  | 1 (Unlimited) |  | Panel Mount | 5 |  | Up | -40°C ~ 85°C | - | Bulk | - |  | - |  |  | 85000 |  | Quick Connect - 0.250" (6.3mm) | 9999.9hrs | 5 ~ 110VDC | - | 1 | https://www.unikeyic.com/media/datasheet/39/4c/d098/10/39a621fb8fa6ac5fab13188a5a23fa5c.pdf | https://www.unikeyic.com/products/panel-measuring-instruments-and-accessories/85098-03/15779453.html
85098-43 | Honeywell | 1: 282.898 2: 277.552 4: 272.217 7: 266.882 25: 221.518 50: 194.832 | Hour Meters- Quartz Plus |  |  |  | - |  | 0.120" (3.00mm) | Decade Wheel |  |  |  | IP66 - Dust Tight, Water Resistant | - |  |  |  | 1 (Unlimited) |  | Panel Mount | 5 |  | Up | -40°C ~ 85°C | - | Bulk | - |  | - | 14790779 |  | 85000 |  | Quick Connect - 0.250" (6.3mm) | 9999.9hrs | 5 ~ 110VDC | - | 72 | https://www.unikeyic.com/media/datasheet/39/4c/d098/10/39a621fb8fa6ac5fab13188a5a23fa5c.pdf | https://www.unikeyic.com/products/panel-measuring-instruments-and-accessories/85098-43/19290525.html
85100-11 | Honeywell | 1: 366.729 2: 349.25 5: 333.377 11: 318.879 | Quartz Plus DC Hour Meter |  | Industrial |  |  | 85100-11 Honeywell | [7 empty] | 59.182mm*54.102mm*32.004mm |  |  |  | panel mount |  |  | -40℃~85℃ | [5 empty] | Stop production |  |  | bulk | [6 empty] | 16 | https://www.unikeyic.com/media/datasheet/39/4c/d098/10/39a621fb8fa6ac5fab13188a5a23fa5c.pdf | https://www.unikeyic.com/products/panel-measuring-instruments-and-accessories/85100-11/15462097.html
85101-02 | Honeywell | 1: 271.843 2: 266.717 4: 261.58 7: 256.454 25: 212.85 | Quartz Plus DC Hour Meter |  |  |  | - |  | 0.120" (3.00mm) | Decade Wheel |  |  |  | IP66 - Dust Tight, Water Resistant | - |  |  |  | 1 (Unlimited) |  | Panel Mount | 5 |  | Up | -40°C ~ 85°C | - | Bulk | - |  | - | 5069420 |  | 85000 |  | Quick Connect - 0.250" (6.3mm) | 9999.9hrs | 5 ~ 110VDC | - | 32 | https://www.unikeyic.com/media/datasheet/39/4c/d098/10/39a621fb8fa6ac5fab13188a5a23fa5c.pdf | https://www.unikeyic.com/products/panel-measuring-instruments-and-accessories/85101-02/19145216.html
85104-25 | Honeywell | 1: 277.783 2: 272.547 4: 267.3 7: 262.064 25: 217.514 | Hour Meter |  |  |  | - |  | 0.120" (3.00mm) | Decade Wheel |  |  |  | IP66 - Dust Tight, Water Resistant | - |  |  |  | 1 (Unlimited) |  | Panel Mount | 5 |  | Up | -40°C ~ 85°C | - | Bulk | - |  | - |  |  | 85000 |  | Quick Connect - 0.250" (6.3mm) | 9999.9hrs | 5 ~ 110VDC | - | 34 | https://www.unikeyic.com/media/datasheet/39/4c/d098/10/39a621fb8fa6ac5fab13188a5a23fa5c.pdf | https://www.unikeyic.com/products/panel-measuring-instruments-and-accessories/85104-25/16809045.html
85126-03 | Honeywell | 1: 282.084 2: 276.76 4: 271.436 | Hour Meter, Round Shape, 12 to 60 VDC Voltage Range |  |  |  | - |  | 0.120" (3.00mm) | Decade Wheel |  |  |  | IP66 - Dust Tight, Water Resistant | - |  |  |  | 1 (Unlimited) |  | Panel Mount | 5 |  | Up | -40°C ~ 85°C | - | Bulk | - |  | - | 5069430 |  | 85000 |  | Quick Connect - 0.250" (6.3mm) | 9999.9hrs | 5 ~ 110VDC | - | 4 | https://www.unikeyic.com/media/datasheet/39/4c/d098/10/39a621fb8fa6ac5fab13188a5a23fa5c.pdf | https://www.unikeyic.com/products/panel-measuring-instruments-and-accessories/85126-03/18802785.html
85127-11 | Honeywell | 1: 282.084 2: 276.76 4: 271.436 7: 266.112 | Time Counter (Hour Meter) 5 ~ 110VDC Panel |  | Industrial |  |  | 85127-11 Honeywell | [7 empty] | 59.182mm*54.102mm*32.004mm |  |  |  | panel mount |  |  | -40℃~85℃ | [5 empty] | New Design Not Recommended | [9 empty] | 9 | https://www.unikeyic.com/media/datasheet/39/4c/d098/10/39a621fb8fa6ac5fab13188a5a23fa5c.pdf | https://www.unikeyic.com/products/panel-measuring-instruments-and-accessories/85127-11/23121157.html
85127-12 | Honeywell | 2: 58.817 5: 56.463 21: 54.208 53: 52.041 | Quartz Plus Hour Meter, 10 to 80 VDC, 2-Screw Mount, 100K Hours |  |  |  | - |  | 0.120" (3.00mm) | Decade Wheel |  |  |  | IP66 - Dust Tight, Water Resistant | - |  |  |  | 1 (Unlimited) |  | Panel Mount | 5 |  | Up | -40°C ~ 85°C | - | Bulk | - |  | - | 5069433 |  | 85000 |  | Quick Connect - 0.250" (6.3mm) | 9999.9hrs | 5 ~ 110VDC | - | 60 | https://www.unikeyic.com/media/datasheet/39/4c/d098/10/39a621fb8fa6ac5fab13188a5a23fa5c.pdf | https://www.unikeyic.com/products/panel-measuring-instruments-and-accessories/85127-12/20395393.html
85127K-11 | Honeywell | 1: 273.383 2: 268.224 4: 263.065 7: 257.906 25: 214.06 50: 188.276 100: 177.958 | Operator Controls Monitors Mechanical Hour Meters |  | Industrial |  |  | 85127K-11 Honeywell | [11 empty] | panel mount |  |  | -40℃~85℃ | [5 empty] | New Design Not Recommended | [9 empty] | 140 | https://www.unikeyic.com/media/datasheet/39/4c/d098/10/39a621fb8fa6ac5fab13188a5a23fa5c.pdf | https://www.unikeyic.com/products/panel-measuring-instruments-and-accessories/85127k-11/18219262.html
85134-02 | Honeywell | 1: 360.822 2: 343.64 5: 328.02 11: 313.753 | Quartz Plus Dc Hour Meter, Round Opening, Three Screw Flange Mounting With Deluxe Black Bezel, 0.25 Bent Blade Termination, 100K Hours, 12 Vdc To 60 Vdc |  | Industrial |  |  | 85134-02 Honeywell | [11 empty] | panel mount |  |  | -40℃~85℃ | [5 empty] | Stop production |  |  | bulk | [6 empty] | 20 | https://www.unikeyic.com/media/datasheet/39/4c/d098/10/39a621fb8fa6ac5fab13188a5a23fa5c.pdf | https://www.unikeyic.com/products/panel-measuring-instruments-and-accessories/85134-02/19041446.html
85135-03 | Honeywell | 1: 282.084 2: 276.76 4: 271.436 7: 266.112 | Time Counter (Hour Meter) 5 ~ 110VDC Panel |  |  |  | - |  | 0.120" (3.00mm) | Decade Wheel |  |  |  | IP66 - Dust Tight, Water Resistant | - |  |  |  | 1 (Unlimited) |  | Panel Mount | 5 |  | Up | -40°C ~ 85°C | - | Bulk | - |  | - | 5069436 |  | 85000 |  | Quick Connect - 0.250" (6.3mm) | 9999.9hrs | 5 ~ 110VDC | - | 23 | https://www.unikeyic.com/media/datasheet/39/4c/d098/10/39a621fb8fa6ac5fab13188a5a23fa5c.pdf | https://www.unikeyic.com/products/panel-measuring-instruments-and-accessories/85135-03/13945475.html
85143-20 | Honeywell | 1: 214.346 2: 204.138 8: 194.876 18: 186.384 53: 178.618 | Time Counter Hour Meter |  | Industrial |  |  | 85143-20 Honeywell | [7 empty] | 59.944mm*72.644mm*72.644mm |  |  |  | panel mount |  |  | -40℃~85℃ | [5 empty] | Stop production |  |  | bulk | [6 empty] | 57 | https://www.unikeyic.com/media/datasheet/39/4c/d098/10/39a621fb8fa6ac5fab13188a5a23fa5c.pdf | https://www.unikeyic.com/products/panel-measuring-instruments-and-accessories/85143-20/17540057.html
85144-01 | Honeywell | 4: 28.567 | Time Counter (Hour Meter) 5 ~ 110VDC Panel |  |  |  | - |  | 0.120" (3.00mm) | Decade Wheel |  |  |  | IP66 - Dust Tight, Water Resistant | - |  |  |  | 1 (Unlimited) |  | Panel Mount | 5 |  | Up | -40°C ~ 85°C | - | Bulk | - |  | - | 5069438 |  | 85000 |  | Quick Connect - 0.250" (6.3mm) | 9999.9hrs | 5 ~ 110VDC | - | 282 | https://www.unikeyic.com/media/datasheet/39/4c/d098/10/39a621fb8fa6ac5fab13188a5a23fa5c.pdf | https://www.unikeyic.com/products/panel-measuring-instruments-and-accessories/85144-01/22397557.html
85221-11 | Honeywell | 1: 355.916 2: 338.965 5: 323.565 11: 309.496 | Hour Meters-quartz Plus 12-24VDC 10 000 Hr - Digital Panel Meters |  | Industrial |  |  | 85221-11 Honeywell | [7 empty] | 58.166mm*54.102mm*32.004mm |  |  |  | panel mount |  |  | -40℃~85℃ | [5 empty] | New Design Not Recommended | [9 empty] | 25 | https://www.unikeyic.com/media/datasheet/39/4c/d098/10/39a621fb8fa6ac5fab13188a5a23fa5c.pdf | https://www.unikeyic.com/products/panel-measuring-instruments-and-accessories/85221-11/23108040.html
85341-10 | Honeywell | 1: 280.588 2: 275.297 4: 269.995 7: 264.704 25: 219.714 50: 193.226 100: 182.644 | Counter, 5 Char, 5-110V, Panel Mount |  | Industrial |  |  | 85341-10 Honeywell | [7 empty] | 33.07mm*19.86mm*47.14mm |  |  |  | panel mount |  |  | -40℃~85℃ | [5 empty] | New Design Not Recommended | [9 empty] | 160 | https://www.unikeyic.com/media/datasheet/39/4c/d098/10/39a621fb8fa6ac5fab13188a5a23fa5c.pdf | https://www.unikeyic.com/products/panel-measuring-instruments-and-accessories/85341-10/17951461.html
85342-03 | Honeywell | 1: 277.233 2: 271.997 4: 266.772 7: 261.536 25: 217.074 50: 190.916 100: 180.466 | Hobbs Hour Meter for Generators, Compressors, Pumps |  |  |  | - |  | 0.120" (3.00mm) | Decade Wheel |  |  |  | IP66 - Dust Tight, Water Resistant | - |  |  |  | 1 (Unlimited) |  | Panel Mount | 5 |  | Up | -40°C ~ 85°C | - | Bulk | - |  | - | 5069456 |  | 85000 |  | Quick Connect - 0.250" (6.3mm) | 9999.9hrs | 5 ~ 110VDC | - | 115 | https://www.unikeyic.com/media/datasheet/39/4c/d098/10/39a621fb8fa6ac5fab13188a5a23fa5c.pdf | https://www.unikeyic.com/products/panel-measuring-instruments-and-accessories/85342-03/17038905.html
85342-15 | Honeywell | 1: 277.233 2: 271.997 4: 266.772 | Digital Panel Meters HOUR METERS |  | Industrial |  |  | 85342-15 Honeywell | [7 empty] | 60.96mm*61.214mm*61.214mm |  |  |  | panel mount |  |  | -40℃~85℃ | [5 empty] | New Design Not Recommended |  |  | bulk | [6 empty] | 6 | https://www.unikeyic.com/media/datasheet/39/4c/d098/10/39a621fb8fa6ac5fab13188a5a23fa5c.pdf | https://www.unikeyic.com/products/panel-measuring-instruments-and-accessories/85342-15/14966684.html
86483-02 | Honeywell | 1: 430.969 2: 422.829 3: 414.7 | Operator Controls-Shifters - Counters Hour Meters |  |  | 86483 | - |  | - | - |  |  |  | - | - |  |  |  | 1 (Unlimited) |  | - | - |  | - | - | - | Bulk | - |  | - |  |  | - |  | - | - | - | - | 3 | https://www.unikeyic.com/media/about_us/Unikey_ISO_9001_Certification.pdf | https://www.unikeyic.com/products/panel-measuring-instruments-and-accessories/86483-02/20586885.html
87621112 | CROUZET | 1: 346.412 15: 264.231 90: 220.869 | Counters&Tachometers CTR48 COUNTER 1 PR BCKLIT |  |  |  | 40kHz |  | 0.354" (9.00mm) | LCD - Black Characters, Orange Backlight |  |  |  | IP66 - Dust Tight, Water Resistant | Voltage |  |  |  | 1 (Unlimited) |  | Panel Mount | 6, 6 |  | Up, Down, Command, Individual, Quadrature | -20°C ~ 65°C | Relay, Solid State | Box | Square - 45.00mm x 45.00mm |  | External, Front Panel | 14649620 |  | CTR48 |  | Screw Terminal | 999999hrs | 24VAC | 0.551 lb (249.93 g) | 1 | https://www.unikeyic.com/media/datasheet/1f/a5/5861/1f/51e2fbb6b69cf758218201cdfc87d6c9.pdf | https://www.unikeyic.com/products/panel-measuring-instruments-and-accessories/87621112/20670832.html
87621115 | CROUZET | 1: 341.473 15: 260.447 90: 217.712 | Crouzetcounter, CTR48series, LCDdisplay, 260 V AC power, Counting mode hour, Voltage input |  |  |  | 40kHz |  | 0.354" (9.00mm) | LCD - Black Characters, Orange Backlight |  |  |  | IP66 - Dust Tight, Water Resistant | Voltage |  |  |  | 1 (Unlimited) |  | Panel Mount | 6, 6 |  | Up, Down, Command, Individual, Quadrature | -20°C ~ 65°C | Relay, Solid State | Box | Square - 45.00mm x 45.00mm |  | External, Front Panel | 14647590 |  | CTR48 |  | Screw Terminal | 999999hrs | 90 ~ 260VAC | 0.551 lb (249.93 g) | 1 | https://www.unikeyic.com/media/datasheet/1f/a5/5861/1f/51e2fbb6b69cf758218201cdfc87d6c9.pdf | https://www.unikeyic.com/products/panel-measuring-instruments-and-accessories/87621115/18315328.html
87621121 | CROUZET | 1: 447.5999 5: 429.7129 10: 421.1087 | Crouzet 87621121 Counter |  |  |  | 40kHz |  | 0.354" (9.00mm) | LCD - Black Characters, Orange Backlight |  |  |  | IP66 - Dust Tight, Water Resistant | Voltage |  |  |  | 1 (Unlimited) |  | Panel Mount | 6, 6 |  | Up, Down, Command, Individual, Quadrature | -20°C ~ 65°C | Relay (2), Solid State (2) | Box | Square - 45.00mm x 45.00mm |  | External, Front Panel | 5215262 |  | CTR48 |  | Screw Terminal | 999999hrs | 10 ~ 30VDC | 0.331 lb (150.14 g) | 2 | https://www.unikeyic.com/media/datasheet/1f/a5/5861/1f/51e2fbb6b69cf758218201cdfc87d6c9.pdf | https://www.unikeyic.com/products/panel-measuring-instruments-and-accessories/87621121/16846899.html
87621125 | CROUZET | 1: 409.497 15: 312.356 90: 261.107 | Batch Preset Tachometer Timer Totalizer 90 ~ 260VAC Panel Mount |  |  |  | 40kHz |  | 0.354" (9.00mm) | LCD - Black Characters, Orange Backlight |  |  |  | IP66 - Dust Tight, Water Resistant | Voltage |  |  |  | 1 (Unlimited) |  | Panel Mount | 6, 6 |  | Up, Down, Command, Individual, Quadrature | -20°C ~ 65°C | Relay (2), Solid State (2) | Box | Square - 45.00mm x 45.00mm |  | External, Front Panel |  |  | CTR48 |  | Screw Terminal | 999999hrs | 90 ~ 260VAC | 0.551 lb (249.93 g) | 1 | https://www.unikeyic.com/media/datasheet/1f/a5/5861/1f/51e2fbb6b69cf758218201cdfc87d6c9.pdf | https://www.unikeyic.com/products/panel-measuring-instruments-and-accessories/87621125/17725014.html
87621211 | CROUZET | 1: 412.5129 | PRESET COUNTER, LCD, 12DIGIT, 9MM, 5A; |  |  |  | 40kHz |  | 0.354" (9.00mm) | LCD - Dual Color Characters, Backlight |  |  |  | IP66 - Dust Tight, Water Resistant | Voltage |  |  |  | 1 (Unlimited) |  | Panel Mount | 6, 6 |  | Up, Down, Command, Individual, Quadrature | -20°C ~ 65°C | Relay, Solid State | Box | Square - 45.00mm x 45.00mm |  | External, Front Panel | 5215265 |  | CTR48 |  | Screw Terminal | 999999hrs | 10 ~ 30VDC | 0.331 lb (150.14 g) | 1 | https://www.unikeyic.com/media/datasheet/1f/a5/5861/1f/51e2fbb6b69cf758218201cdfc87d6c9.pdf | https://www.unikeyic.com/products/panel-measuring-instruments-and-accessories/87621211/20310992.html
87621212 | CROUZET | 1: 450.7992 5: 432.7667 10: 424.1141 | Crouzet 87621212 Counter |  |  |  | 40kHz |  | 0.354" (9.00mm) | LCD - Dual Color Characters, Backlight |  |  |  | IP66 - Dust Tight, Water Resistant | Voltage |  |  |  | 1 (Unlimited) |  | Panel Mount | 6, 6 |  | Up, Down, Command, Individual, Quadrature | -20°C ~ 65°C | Relay, Solid State | Box | Square - 45.00mm x 45.00mm |  | External, Front Panel |  |  | CTR48 |  | Screw Terminal | 999999hrs | 24VAC | 0.551 lb (249.93 g) | 1 | https://www.unikeyic.com/media/datasheet/1f/a5/5861/1f/51e2fbb6b69cf758218201cdfc87d6c9.pdf | https://www.unikeyic.com/products/panel-measuring-instruments-and-accessories/87621212/19070090.html
87621215 | CROUZET | 1: 451.2112 5: 433.1666 10: 424.514 | Up/Down Counters with Multicolor LCD Display |  |  |  | 40kHz |  | 0.354" (9.00mm) | LCD - Dual Color Characters, Backlight |  |  |  | IP66 - Dust Tight, Water Resistant | Voltage |  |  |  | 1 (Unlimited) |  | Panel Mount | 6, 6 |  | Up, Down, Command, Individual, Quadrature | -20°C ~ 65°C | Relay, Solid State | Box | Square - 45.00mm x 45.00mm |  | External, Front Panel |  |  | CTR48 |  | Screw Terminal | 999999hrs | 90 ~ 260VAC | 0.551 lb (249.93 g) | 2 | https://www.unikeyic.com/media/datasheet/1f/a5/5861/1f/51e2fbb6b69cf758218201cdfc87d6c9.pdf | https://www.unikeyic.com/products/panel-measuring-instruments-and-accessories/87621215/21753171.html
87621221 | CROUZET | 1: 476.9632 5: 457.8886 10: 438.8018 | Crouzet 87621221 Counter |  |  |  | 40kHz |  | 0.354" (9.00mm) | LCD - Dual Color Characters, Backlight |  |  |  | IP66 - Dust Tight, Water Resistant | Voltage |  |  |  | 1 (Unlimited) |  | Panel Mount | 6, 6 |  | Up, Down, Command, Individual, Quadrature | -20°C ~ 65°C | Relay (2), Solid State (2) | Box | Square - 45.00mm x 45.00mm |  | External, Front Panel |  |  | CTR48 |  | Screw Terminal | 999999hrs | 10 ~ 30VDC | 0.331 lb (150.14 g) | 1 | https://www.unikeyic.com/media/datasheet/1f/a5/5861/1f/51e2fbb6b69cf758218201cdfc87d6c9.pdf | https://www.unikeyic.com/products/panel-measuring-instruments-and-accessories/87621221/17387202.html
87621225 | CROUZET | 1: 446.3517 5: 428.501 10: 419.9332 | Up/Down Counter - 48x48 - CTR48 Multicolor LCD Display |  |  |  | 40kHz |  | 0.354" (9.00mm) | LCD - Dual Color Characters, Backlight |  |  |  | IP66 - Dust Tight, Water Resistant | Voltage |  |  |  | 1 (Unlimited) |  | Panel Mount | 6, 6 |  | Up, Down, Command, Individual, Quadrature | -20°C ~ 65°C | Relay (2), Solid State (2) | Bulk | Square - 45.00mm x 45.00mm |  | External, Front Panel | 2671106 |  | CTR48 |  | Screw Terminal | - | 90 ~ 260VAC | - | 7 | https://www.unikeyic.com/media/datasheet/1f/a5/5861/1f/51e2fbb6b69cf758218201cdfc87d6c9.pdf | https://www.unikeyic.com/products/panel-measuring-instruments-and-accessories/87621225/19211327.html
87622061 | CROUZET | 1: 93.8 5: 93.8 10: 93.8 | Crouzet Counter CTR24 Series LCD 30V DC 260V AC Pulse Mode Transistor Input |  |  |  | 12kHz |  | 0.314" (8.00mm) | LCD - Black Characters |  |  |  | IP66 - Dust Tight, Water Resistant | No Voltage, Voltage |  |  |  | 1 (Unlimited) |  | Panel Mount | 8 |  | Up, Down, Command | -10°C ~ 60°C | - | Bulk | Rectangular - 45.00mm x 22.20mm |  | External, Front Panel | 2666487 |  | CTR24 |  | Screw Terminal | - | None Required (Battery Included) | - | 14 | https://www.unikeyic.com/media/datasheet/1f/a5/5861/1f/51e2fbb6b69cf758218201cdfc87d6c9.pdf | https://www.unikeyic.com/products/panel-measuring-instruments-and-accessories/87622061/17631147.html
87622062 | CROUZET | 1: 123.0441 5: 113.4917 10: 110.5481 | Crouzetcounter, CTR24series, LCDdisplay, 3 → 30 V DC power supply, Counting mode pulse, transistor input |  |  |  | 7kHz |  | 0.314" (8.00mm) | LCD - Black Characters |  |  |  | IP66 - Dust Tight, Water Resistant | No Voltage |  |  |  | 1 (Unlimited) |  | Panel Mount | 8 |  | Up, Down, Command | -10°C ~ 60°C | - | Box | Rectangular - 45.00mm x 22.20mm |  | External, Front Panel |  |  | CTR24 |  | Screw Terminal | - | None Required (Battery Included) | 0.11 lb (49.9 g) | 32 | https://www.unikeyic.com/media/datasheet/1f/a5/5861/1f/51e2fbb6b69cf758218201cdfc87d6c9.pdf | https://www.unikeyic.com/products/panel-measuring-instruments-and-accessories/87622062/16563524.html
87622070 | CROUZET | 1: 176.986 5: 163.2451 10: 160.2335 | Crouzetcounter, CTR24series, LCDdisplay, 260 V AC/DC power supply, Counting mode pulse, Voltage input |  |  |  | 30Hz |  | 0.314" (8.00mm) | LCD - Black Characters |  |  |  | IP66 - Dust Tight, Water Resistant | Voltage |  |  |  | 1 (Unlimited) |  | Panel Mount | 8 |  | Up, Down, Command | -10°C ~ 60°C | - | Box | Rectangular - 45.00mm x 22.20mm |  | External, Front Panel |  |  | CTR24 |  | Screw Terminal | - | None Required (Battery Included) | 0.11 lb (49.9 g) | 67 | https://www.unikeyic.com/media/datasheet/fd/4d/b1ec/fd/d94143a402e7ccb48f3a7468e8fc34e9.pdf | https://www.unikeyic.com/products/panel-measuring-instruments-and-accessories/87622070/14996364.html
87622081 | CROUZET | 1: 139.2249 | () |  |  |  | 12kHz |  | 0.314" (8.00mm) | LCD - Black Characters, Orange Backlight |  |  |  | IP66 - Dust Tight, Water Resistant | No Voltage |  |  |  | 1 (Unlimited) |  | Panel Mount | 8 |  | Up, Down, Command | -10°C ~ 60°C | - | Box | Rectangular - 45.00mm x 22.20mm |  | External, Front Panel | 5215272 |  | CTR24 |  | Screw Terminal | - | None Required (Battery Included) | 0.11 lb (49.9 g) | 1 | https://www.unikeyic.com/media/datasheet/1f/a5/5861/1f/51e2fbb6b69cf758218201cdfc87d6c9.pdf | https://www.unikeyic.com/products/panel-measuring-instruments-and-accessories/87622081/19858068.html
87622090 | CROUZET | 1: 183.0876 5: 179.4277 10: 175.8406 | CTR24 Impulse Counter Battery 10-260V |  |  |  | 30Hz |  | 0.314" (8.00mm) | LCD - Black Characters, Orange Backlight |  |  |  | IP66 - Dust Tight, Water Resistant | Voltage |  |  |  | 1 (Unlimited) |  | Panel Mount | 8 |  | Up, Down, Command | -10°C ~ 60°C | - | Box | Rectangular - 45.00mm x 22.20mm |  | External, Front Panel | 5215274 |  | CTR24 |  | Screw Terminal | - | None Required (Battery Included) | 0.11 lb (49.9 g) | 8 | https://www.unikeyic.com/media/datasheet/1f/a5/5861/1f/51e2fbb6b69cf758218201cdfc87d6c9.pdf | https://www.unikeyic.com/products/panel-measuring-instruments-and-accessories/87622090/19660790.html
87622161 | CROUZET | 1: 149.678 5: 138.7944 10: 136.2799 | Crouzetcounter, CTR24series, LCDdisplay, 4 → 30 V DC power supply, Counting mode hour, transistor input |  |  |  | - |  | 0.314" (8.00mm) | LCD - Black Characters |  |  |  | IP66 - Dust Tight, Water Resistant | No Voltage |  |  |  | 1 (Unlimited) |  | Panel Mount | 8 |  | Up | -10°C ~ 60°C | - | Box | Rectangular - 45.00mm x 22.20mm |  | External, Front Panel | 5215275 |  | CTR24 |  | Screw Terminal | 99999.99hrs, 9999hrs59min59sec | None Required (Battery Included) | 0.11 lb (49.9 g) | 29 | https://www.unikeyic.com/media/datasheet/24/6d/a9ee/24/f4f5fd47f6e2ed72150cef88d56abb0d.pdf | https://www.unikeyic.com/products/panel-measuring-instruments-and-accessories/87622161/21868508.html
87622162 | CROUZET | 1: 154.5295 | Crouzet Counter, CTR24 Series, LCD Display, 260V Supply, Hour Count Mode, Transistor Input |  |  |  | - |  | 0.314" (8.00mm) | LCD - Black Characters |  |  |  | IP66 - Dust Tight, Water Resistant | No Voltage |  |  |  | 1 (Unlimited) |  | Panel Mount | 8 |  | Up | -10°C ~ 60°C | - | Bulk | Rectangular - 45.00mm x 22.00mm |  | External, Front Panel | 2510078 |  | CTR24 2233 |  | Screw Terminal | 99999.9hrs, min, sec; 9999hrs59min59sec | None Required (Battery Included) | 0.111 lb (50.35 g) | 105 | https://www.unikeyic.com/media/datasheet/1f/a5/5861/1f/51e2fbb6b69cf758218201cdfc87d6c9.pdf | https://www.unikeyic.com/products/panel-measuring-instruments-and-accessories/87622162/19047684.html
87622170 | CROUZET | 1+: 189.6749 5+: 175.8841 10+: 172.6935 | Crouzetcounter, CTR24series, LCDdisplay, 260 VPower, Counting mode hour, Voltage input |  |  |  | - |  | 0.314" (8.00mm) | LCD - Black Characters |  |  |  | IP66 - Dust Tight, Water Resistant | Voltage |  |  |  | 1 (Unlimited) |  | Panel Mount | 8 |  | Up | -10°C ~ 60°C | - | Box | Rectangular - 45.00mm x 22.20mm |  | External, Front Panel |  |  | CTR24 |  | Screw Terminal | 99999.99hrs, 9999hrs59min59sec | None Required (Battery Included) | 0.11 lb (49.9 g) | 66 | https://www.unikeyic.com/media/datasheet/28/79/c97f/28/755bb330d6d831b762d9c8494be07008.pdf | https://www.unikeyic.com/products/panel-measuring-instruments-and-accessories/87622170/20793774.html
87622190 | CROUZET | 1: 183.0876 5: 175.7558 10: 172.2293 | CTR24 Time Counter, Battery 10-260Vac/dc |  |  |  | - |  | 0.314" (8.00mm) | LCD - Black Characters, Orange Backlight |  |  |  | IP66 - Dust Tight, Water Resistant | Voltage |  |  |  | 1 (Unlimited) |  | Panel Mount | 8 |  | Up | -10°C ~ 60°C | - | Box | Rectangular - 45.00mm x 22.20mm |  | External, Front Panel |  |  | CTR24 |  | Screw Terminal | 99999.99hrs, 9999hrs59min59sec | None Required (Battery Included) | 0.11 lb (49.9 g) | 4 | https://www.unikeyic.com/media/datasheet/1f/a5/5861/1f/51e2fbb6b69cf758218201cdfc87d6c9.pdf | https://www.unikeyic.com/products/panel-measuring-instruments-and-accessories/87622190/15946857.html
87623570 | CROUZET | 1: 267.718 15: 204.215 90: 170.687 | Counters & Tachometers 8MM CNTR Type 2511 MULTI TACH CHRONOMTR |  |  |  | 50kHz |  | 0.314" (8.00mm) | LED - Red Characters |  |  |  | IP66 - Dust Tight, Water Resistant | No Voltage |  |  |  | 1 (Unlimited) |  | Panel Mount | 6 |  | Up, Down, Command, Quadrature | -20°C ~ 55°C | - | Box | Rectangular - 45.00mm x 22.20mm |  | External, Front Panel | 14647388 |  | CTR24L |  | Screw Terminal | 99999.9hrs, min, sec | 10 ~ 30VDC | 0.11 lb (49.9 g) | 1 | https://www.unikeyic.com/media/datasheet/1f/a5/5861/1f/51e2fbb6b69cf758218201cdfc87d6c9.pdf | https://www.unikeyic.com/products/panel-measuring-instruments-and-accessories/87623570/18729616.html
87629114 | CROUZET | 1: 290.7491 5: 279.1152 10: 267.5056 | CTR48E Preset Counter 230Vac 1 Relay |  |  |  | 5kHz |  | 0.354" (9.00mm) | LCD - Black Characters, Green Backlight |  |  |  | IP66 - Dust Tight, Water Resistant | No Voltage, Voltage |  |  |  | 1 (Unlimited) |  | Panel Mount | 6 |  | Up, Down, Command, Individual, Quadrature | -10°C ~ 50°C | Relay | Bulk | Square - 45.00mm x 45.00mm |  | External, Front Panel | 5325605 |  | - |  | Screw Terminal | 999999 | 230VAC | 0.551 lb (249.93 g) | 5 | https://www.unikeyic.com/media/datasheet/cb/80/5364/cb805364587e0c9775adc8bb0e030936.pdf | https://www.unikeyic.com/products/panel-measuring-instruments-and-accessories/87629114/14767975.html
88660-00 | Honeywell | 1: 517.088 2: 507.331 3: 497.574 | OPERATOR CONTROLS-SHIFTERS - Counters Hour Meters |  |  | 88660 | - |  | - | - |  |  |  | - | - |  |  |  | 1 (Unlimited) |  | - | - |  | - | - | - | Bulk | - |  | - | 5069505 |  | - |  | - | - | - | - | 47 | https://www.unikeyic.com/media/about_us/Unikey_ISO_9001_Certification.pdf | https://www.unikeyic.com/products/panel-measuring-instruments-and-accessories/88660-00/20455062.html
88950400 | CROUZET | 1: 226.7106 | Crouzet 88950400 Display Module | [6 empty] | Color | - | Millenium 3 Series |  | IP65 - Dust Tight, Water Resistant |  |  |  |  | 1 (Unlimited) | [5 empty] | -10°C ~ 55°C |  | Bulk |  |  |  | 2239855 |  | Millenium 3, RD |  |  |  | 24VDC |  | 2 | https://www.unikeyic.com/media/datasheet/27/89/a826/27/49d0bcb3d2f2a64d04fab8867bdcda6f.pdf | https://www.unikeyic.com/products/panel-measuring-instruments-and-accessories/88950400/31622900.html
89166-27 | Honeywell | 1: 238.37 2: 233.959 3: 229.548 | Shifters-switch Assy (Turn Signal) |  |  | 89166 | - |  | - | - |  |  |  | - | - |  |  |  | 1 (Unlimited) |  | - | - |  | - | - | - | Bulk | - |  | - | 14811706 |  | - |  | - | - | - | - | 3 | https://www.unikeyic.com/media/about_us/Unikey_ISO_9001_Certification.pdf | https://www.unikeyic.com/products/panel-measuring-instruments-and-accessories/89166-27/23065623.html
89886-26 | Honeywell | 1: 407.638 2: 399.938 3: 392.249 50: 384.56 | COUNTER HOUR METER - Counters Hour Meters |  |  | 89886 | - |  | - | - |  |  |  | - | - |  |  |  | 1 (Unlimited) |  | - | - |  | - | - | - | Bulk | - |  | - |  |  | - |  | - | - | - | - | 51 | https://www.unikeyic.com/media/about_us/Unikey_ISO_9001_Certification.pdf | https://www.unikeyic.com/products/panel-measuring-instruments-and-accessories/89886-26/20037363.html
906T12BNBGN | Curtis Instruments | 1: 80.8118 | CurtisDigital voltmeter, Battery fuel gauge, LEDmonitor |  | Industrial |  |  | 906T12BNBGN Curtis Instruments | [14 empty] | -40℃~85℃ | [15 empty] | 72 | https://www.unikeyic.com/media/datasheet/fc/f5/4d48/fc/50e296666d2654e0d3fd69af19562115.pdf | https://www.unikeyic.com/products/panel-measuring-instruments-and-accessories/906t12bnbgn/18447535.html
99772712 | CROUZET | 1: 43.8264 | Crouzetcounter, CHM48series, Mechanicaldisplay, 100 → 130 V acPower, Counting mode hour, VoltageInput |  |  |  | - |  | 0.157" (4.00mm) | Decade Wheel |  |  |  | IP52 - Dust Protected | Voltage |  |  |  | 1 (Unlimited) |  | Panel Mount | 7 |  | Up | -15°C ~ 50°C | - | Box | Square - 45.00mm x 45.00mm |  | Non-Resettable | 14650157 |  | CHM48 |  | Quick Connect - 0.250" (6.3mm) | 99999.99hrs | 100 ~ 130VAC | 0.11 lb (49.9 g) | 7 | https://www.unikeyic.com/media/datasheet/2c/9f/4c39/2c/5fd628c52f60100c68d29caef78d18b9.pdf | https://www.unikeyic.com/products/panel-measuring-instruments-and-accessories/99772712/16806465.html
99772714 | CROUZET | 1: 63.7533 5: 49.1127 10: 44.9095 | Crouzetcounter, CHM48series, Mechanical display, 187 TO 264 V AC power, Counting mode hour, Voltage input |  |  |  | - |  | 0.157" (4.00mm) | Decade Wheel |  |  |  | IP52 - Dust Protected | Voltage |  |  |  | 1 (Unlimited) |  | Panel Mount | 7 |  | Up | -15°C ~ 50°C | - | Box | Square - 45.00mm x 45.00mm |  | Non-Resettable |  |  | CHM48 |  | Quick Connect - 0.250" (6.3mm) | 99999.99hrs | 187 ~ 264VAC | 0.11 lb (49.9 g) | 34 | https://www.unikeyic.com/media/datasheet/9a/a9/5b3e/9aa95b3eb26cd0b538edd8eb841625b3.pdf | https://www.unikeyic.com/products/panel-measuring-instruments-and-accessories/99772714/16630106.html
99772715 | CROUZET | 2: 60.907 6: 52.558 10: 45.133 30: 34.441 90: 28.798 | COUNTER 7 CHAR 100-130V PANEL MT |  |  |  | - |  | 0.157" (4.00mm) | Decade Wheel |  |  |  | IP52 - Dust Protected | Voltage |  |  |  | 1 (Unlimited) |  | Panel Mount | 7 |  | Up | -15°C ~ 50°C | - | Box | Square - 45.00mm x 45.00mm |  | Non-Resettable |  |  | CHM48 |  | Quick Connect - 0.250" (6.3mm) | 99999.99hrs | 100 ~ 130VAC | 0.11 lb (49.9 g) | 8 | https://www.unikeyic.com/media/datasheet/2c/9f/4c39/2c/5fd628c52f60100c68d29caef78d18b9.pdf | https://www.unikeyic.com/products/panel-measuring-instruments-and-accessories/99772715/14502824.html
99772716 | CROUZET | 1: 45.8173 | Crouzetcounter, CHM48series, Mechanical display, 187 → 264 V AC power, Counting mode hour, Voltage input |  |  |  | - |  | 0.157" (4.00mm) | Decade Wheel |  |  |  | IP52 - Dust Protected | Voltage |  |  |  | 1 (Unlimited) |  | Panel Mount | 7 |  | Up | -15°C ~ 50°C | - | Box | Square - 45.00mm x 45.00mm |  | Non-Resettable |  |  | CHM48 |  | Quick Connect - 0.250" (6.3mm) | 99999.99hrs | 187 ~ 264VAC | 0.11 lb (49.9 g) | 7 | https://www.unikeyic.com/media/datasheet/2c/9f/4c39/2c/5fd628c52f60100c68d29caef78d18b9.pdf | https://www.unikeyic.com/products/panel-measuring-instruments-and-accessories/99772716/18980806.html
99772810 | CROUZET | 1: 56.3558 5: 52.4492 10: 50.2558 | Crouzet Counter, CHM48 Series, Mechanical Display, 10-30V DC, Hour Count Mode, Voltage Input |  |  |  | - |  | 0.157" (4.00mm) | Decade Wheel |  |  |  | IP52 - Dust Protected | Voltage |  |  |  | 1 (Unlimited) |  | Panel Mount | 8 |  | Up | -15°C ~ 50°C | - | Box | Square - 45.00mm x 45.00mm |  | Non-Resettable | 5215367 |  | CHM48 |  | Quick Connect - 0.250" (6.3mm) | 999999.99hrs | 10 ~ 30VDC | 0.11 lb (49.9 g) | 36 | https://www.unikeyic.com/media/datasheet/9a/a9/5b3e/9aa95b3eb26cd0b538edd8eb841625b3.pdf | https://www.unikeyic.com/products/panel-measuring-instruments-and-accessories/99772810/22689531.html
99772811 | CROUZET | 2: 81.972 7: 78.562 13: 75.416 | CHM48 Electromechanical Hour Counter 36-80 VDC |  |  |  |  | 99772811 CROUZET | [11 empty] | panel mount |  |  | -15℃~50℃ | [5 empty] | Stop production |  |  | boxed, bulk | [6 empty] | 21 | https://www.unikeyic.com/media/datasheet/9a/a9/5b3e/9aa95b3eb26cd0b538edd8eb841625b3.pdf | https://www.unikeyic.com/products/panel-measuring-instruments-and-accessories/99772811/23437031.html
99772812 | CROUZET | 2: 75.449 7: 72.314 | CHM48 Electromechanical Hour Counter 100-130 VDC |  |  |  |  | 99772812 CROUZET | [11 empty] | panel mount |  |  | -15℃~50℃ | [5 empty] | Stop production |  |  | boxed, bulk | [6 empty] | 10 | https://www.unikeyic.com/media/datasheet/9a/a9/5b3e/9aa95b3eb26cd0b538edd8eb841625b3.pdf | https://www.unikeyic.com/products/panel-measuring-instruments-and-accessories/99772812/18476791.html
99776602 | CROUZET | 1: 110.7546 5: 110.7546 10: 110.7546 | IMPULSE COUNTER, 6DIGIT, 4MM, 115VAC; |  |  |  | - |  | 0.157" (4.00mm) | Decade Wheel |  |  |  | IP40 | Voltage |  |  |  | 1 (Unlimited) |  | Panel Mount | 6 |  | Up | -10°C ~ 60°C | - | Box | Rectangular - 33.50mm x 24.00mm |  | Non-Resettable | 5215371 |  | - |  | Quick Connect - 0.250" (6.3mm) | 999999hrs | 115VAC | 0.11 lb (49.9 g) | 2 | https://www.unikeyic.com/media/datasheet/1f/a5/5861/1f/51e2fbb6b69cf758218201cdfc87d6c9.pdf | https://www.unikeyic.com/products/panel-measuring-instruments-and-accessories/99776602/18398093.html
99776605 | CROUZET | 1: 157.7232 5: 141.666 10: 133.728 15: 133.392 25: 133.0665 50: 132.7305 | Counter 36 x 37 Screw-Fixing without Manual Reset |  |  |  | - |  | 0.157" (4.00mm) | Decade Wheel |  |  |  | IP40 | Voltage |  |  |  | 1 (Unlimited) |  | Panel Mount | 6 |  | Up | -10°C ~ 60°C | - | Box | Rectangular - 33.50mm x 24.00mm |  | Non-Resettable | 13999624 |  | - |  | Quick Connect - 0.250" (6.3mm) | 999999hrs | 110VDC | 0.11 lb (49.9 g) | 20 | https://www.unikeyic.com/media/datasheet/1f/a5/5861/1f/51e2fbb6b69cf758218201cdfc87d6c9.pdf | https://www.unikeyic.com/products/panel-measuring-instruments-and-accessories/99776605/22492300.html
99776610 | CROUZET | 1: 132.935 15: 101.398 90: 84.755 | Counters&Tachometers 36x37mm 230VAC ELM IMP CNTR |  |  |  | - |  | 0.157" (4.00mm) | Decade Wheel |  |  |  | IP40 | Voltage |  |  |  | 1 (Unlimited) |  | Panel Mount | 5 |  | Up | -10°C ~ 60°C | - | Box | Rectangular - 33.50mm x 24.00mm |  | Front Panel | 5215375 |  | - |  | Quick Connect - 0.250" (6.3mm) | 99999hrs | 230VAC | 0.11 lb (49.9 g) | 2 | https://www.unikeyic.com/media/datasheet/1f/a5/5861/1f/51e2fbb6b69cf758218201cdfc87d6c9.pdf | https://www.unikeyic.com/products/panel-measuring-instruments-and-accessories/99776610/16886065.html
99776616 | CROUZET | 1: 119.244 | 24 VDC |  |  |  | - |  | 0.157" (4.00mm) | Decade Wheel |  |  |  | IP40 | Voltage |  |  |  | 1 (Unlimited) |  | Panel Mount | 5 |  | Up | -10°C ~ 60°C | - | Box | Rectangular - 33.50mm x 24.00mm |  | Front Panel |  |  | - |  | Quick Connect - 0.250" (6.3mm) | 99999hrs | 24VDC | 0.11 lb (49.9 g) | 1 | https://www.unikeyic.com/media/datasheet/1f/a5/5861/1f/51e2fbb6b69cf758218201cdfc87d6c9.pdf | https://www.unikeyic.com/products/panel-measuring-instruments-and-accessories/99776616/22462691.html
99776736 | CROUZET | 1: 142.315 | COUNTER 5 CHAR 48V PANEL MOUNT |  |  |  | - |  | 0.157" (4.00mm) | Decade Wheel |  |  |  | IP40 | Voltage |  |  |  | 1 (Unlimited) |  | Panel Mount | 5 |  | Up | -10°C ~ 60°C | - | Box | Rectangular - 44.00mm x 24.00mm |  | Front Panel | 5215388 |  | - |  | Quick Connect - 0.250" (6.3mm) | 99999hrs | 48VDC | 0.11 lb (49.9 g) | 1 | https://www.unikeyic.com/media/datasheet/2a/56/8326/2a568326173e27f8f51ef8033bd6a143.pdf | https://www.unikeyic.com/products/panel-measuring-instruments-and-accessories/99776736/22870636.html
99776901 | CROUZET | 1: 133.6559 5: 128.3116 10: 125.7545 | CIM Impulse Counter 230Vac |  |  |  | - |  | 0.157" (4.00mm) | Decade Wheel |  |  |  | IP40 | Voltage |  |  |  | 1 (Unlimited) |  | Panel Mount | 6 |  | Up | -10°C ~ 60°C | - | Box | Rectangular - 37.00mm x 23.00mm |  | Non-Resettable |  |  | - |  | Quick Connect - 0.250" (6.3mm) | 999999hrs | 230VAC | 0.11 lb (49.9 g) | 4 | https://www.unikeyic.com/media/datasheet/1f/a5/5861/1f/51e2fbb6b69cf758218201cdfc87d6c9.pdf | https://www.unikeyic.com/products/panel-measuring-instruments-and-accessories/99776901/16668583.html
99776905 | CROUZET | 1: 133.2559 5: 129.9476 10: 126.5301 | CIM Impulse Counter 110Vdc |  |  |  | - |  | 0.157" (4.00mm) | Decade Wheel |  |  |  | IP40 | Voltage |  |  |  | 1 (Unlimited) |  | Panel Mount | 6 |  | Up | -10°C ~ 60°C | - | Box | Rectangular - 37.00mm x 23.00mm |  | Non-Resettable | 14000234 |  | - |  | Quick Connect - 0.250" (6.3mm) | 999999hrs | 110VDC | 0.11 lb (49.9 g) | 5 | https://www.unikeyic.com/media/datasheet/1f/a5/5861/1f/51e2fbb6b69cf758218201cdfc87d6c9.pdf | https://www.unikeyic.com/products/panel-measuring-instruments-and-accessories/99776905/17432016.html
99776907 | CROUZET | 2: 91.487 15: 69.784 90: 58.322 | Counters&Tachometers Countr w/o man reset 24VDC 6 |  |  |  | - |  | 0.157" (4.00mm) | Decade Wheel |  |  |  | IP40 | Voltage |  |  |  | 1 (Unlimited) |  | Panel Mount | 6 |  | Up | -10°C ~ 60°C | - | Box | Rectangular - 37.00mm x 23.00mm |  | Non-Resettable |  |  | - |  | Quick Connect - 0.250" (6.3mm) | 999999hrs | 24VDC | 0.11 lb (49.9 g) | 3 | https://www.unikeyic.com/media/datasheet/1f/a5/5861/1f/51e2fbb6b69cf758218201cdfc87d6c9.pdf | https://www.unikeyic.com/products/panel-measuring-instruments-and-accessories/99776907/16057672.html
99776921 | CROUZET | 1: 160.9954 5: 154.5483 10: 148.1254 | CIM Impulse Counter 230Vac |  |  |  | - |  | 0.157" (4.00mm) | Decade Wheel |  |  |  | IP40 | Voltage |  |  |  | 1 (Unlimited) |  | Panel Mount | 5 |  | Up | -10°C ~ 60°C | - | Box | Rectangular - 37.00mm x 23.00mm |  | Front Panel | 5215394 |  | - |  | Quick Connect - 0.250" (6.3mm) | 99999hrs | 230VAC | 0.11 lb (49.9 g) | 1 | https://www.unikeyic.com/media/datasheet/1f/a5/5861/1f/51e2fbb6b69cf758218201cdfc87d6c9.pdf | https://www.unikeyic.com/products/panel-measuring-instruments-and-accessories/99776921/17018734.html
99776922 | CROUZET | 1: 159.1534 5: 153.5909 10: 146.4288 | CIM Impulse Counter 115Vac |  |  |  | - |  | 0.157" (4.00mm) | Decade Wheel |  |  |  | IP40 | Voltage |  |  |  | 1 (Unlimited) |  | Panel Mount | 5 |  | Up | -10°C ~ 60°C | - | Box | Rectangular - 37.00mm x 23.00mm |  | Front Panel |  |  | - |  | Quick Connect - 0.250" (6.3mm) | 99999hrs | 115VAC | 0.11 lb (49.9 g) | 1 | https://www.unikeyic.com/media/datasheet/1f/a5/5861/1f/51e2fbb6b69cf758218201cdfc87d6c9.pdf | https://www.unikeyic.com/products/panel-measuring-instruments-and-accessories/99776922/18216425.html
99776924 | CROUZET | 1: 159.1534 5: 152.779 10: 146.4288 | CIM Impulse Counter 24Vac |  |  |  | - |  | 0.157" (4.00mm) | Decade Wheel |  |  |  | IP40 | Voltage |  |  |  | 1 (Unlimited) |  | Panel Mount | 5 |  | Up | -10°C ~ 60°C | - | Box | Rectangular - 37.00mm x 23.00mm |  | Front Panel |  |  | - |  | Quick Connect - 0.250" (6.3mm) | 99999hrs | 24VAC | 0.11 lb (49.9 g) | 3 | https://www.unikeyic.com/media/datasheet/1f/a5/5861/1f/51e2fbb6b69cf758218201cdfc87d6c9.pdf | https://www.unikeyic.com/products/panel-measuring-instruments-and-accessories/99776924/15026822.html
99776927 | CROUZET | 1: 124.7972 5: 119.8043 10: 114.8236 | CIM Impulse Counter 24Vdc |  |  |  | - |  | 0.157" (4.00mm) | Decade Wheel |  |  |  | IP40 | Voltage |  |  |  | 1 (Unlimited) |  | Panel Mount | 5 |  | Up | -10°C ~ 60°C | - | Box | Rectangular - 37.00mm x 23.00mm |  | Front Panel | 14000019 |  | - |  | Quick Connect - 0.250" (6.3mm) | 99999hrs | 24VDC | 0.11 lb (49.9 g) | 6 | https://www.unikeyic.com/media/datasheet/1f/a5/5861/1f/51e2fbb6b69cf758218201cdfc87d6c9.pdf | https://www.unikeyic.com/products/panel-measuring-instruments-and-accessories/99776927/22169529.html
99777710 | CROUZET | 1: 117.9138 5: 113.2118 10: 108.4856 | CIM24 Impulse Counter 24Vac 50/60Hz |  |  |  | 60Hz |  | 0.157" (4.00mm) | Decade Wheel |  |  |  | IP40 | No Voltage, Voltage |  |  |  | 1 (Unlimited) |  | Panel Mount | 6 |  | Up | -10°C ~ 50°C | - | Bulk | Rectangular - 45.00mm x 22.20mm |  | Non-Resettable | 5325617 |  | CIM24 |  | Quick Connect - 0.250" (6.3mm) | 999999 | 24VAC | 0.132 lb (59.87 g) | 3 | https://www.unikeyic.com/media/datasheet/e0/e1/8901/e0/0d15a5e8fbacffaf5cc548bb9815dd2a.pdf | https://www.unikeyic.com/products/panel-measuring-instruments-and-accessories/99777710/16317550.html
99777810 | CROUZET | 1: 171.0173 5: 157.3362 10: 154.1872 | Crouzetcounter, CIM24series, Mechanical display, 24 V DC power supply, Counting mode pulse, Voltage input |  |  |  | - |  | 0.157" (4.00mm) | Decade Wheel |  |  |  | IP40 | Voltage |  |  |  | 1 (Unlimited) |  | Panel Mount | 6 |  | Up | -10°C ~ 50°C | - | Bulk | Rectangular - 45.00mm x 22.20mm |  | Non-Resettable |  |  | CIM24 |  | Quick Connect - 0.250" (6.3mm) | 999999 | 24VDC | 0.132 lb (59.87 g) | 1 | https://www.unikeyic.com/media/datasheet/e0/e1/8901/e0/0d15a5e8fbacffaf5cc548bb9815dd2a.pdf | https://www.unikeyic.com/products/panel-measuring-instruments-and-accessories/99777810/15230859.html
99777820 | CROUZET | 1: 111.888 | 24 VDC |  |  |  | - |  | 0.157" (4.00mm) | Decade Wheel |  |  |  | IP40 | Voltage |  |  |  | 1 (Unlimited) |  | Panel Mount | 5 |  | Up | -10°C ~ 50°C | - | Bulk | Rectangular - 45.00mm x 22.20mm |  | Front Panel |  |  | CIM24 |  | Quick Connect - 0.250" (6.3mm) | 99999 | 24VDC | 0.143 lb (64.86 g) | 1 | https://www.unikeyic.com/media/about_us/Unikey_ISO_9001_Certification.pdf | https://www.unikeyic.com/products/panel-measuring-instruments-and-accessories/99777820/23025652.html
99778810 | CROUZET | 1: 57.1058 5: 53.14 10: 50.9344 | CIM15 Impulse Counter 24Vdc |  |  |  | - |  | 0.157" (4.00mm) | Decade Wheel |  |  |  | IP66 - Dust Tight, Water Resistant | Voltage |  |  |  | 1 (Unlimited) |  | Panel Mount | 7 |  | Up | -10°C ~ 60°C | - | Box | Rectangular - 30.00mm x 13.00mm |  | Non-Resettable |  |  | CIM15 |  | Wire Leads | 9999999hrs | 24VDC | 0.044 lb (19.96 g) | 7 | https://www.unikeyic.com/media/datasheet/1f/a5/5861/1f/51e2fbb6b69cf758218201cdfc87d6c9.pdf | https://www.unikeyic.com/products/panel-measuring-instruments-and-accessories/99778810/17896318.html
99779718 | CROUZET | 1: 160.886 4: 154.176 7: 148.016 | CMM48 Dual Function Electromechanical Counter 20 |  |  |  |  | 99779718 CROUZET | [11 empty] | panel mount |  |  | -15℃~50℃ | [5 empty] | Stop production |  |  | bulk | [6 empty] | 10 | https://www.unikeyic.com/media/datasheet/1f/a5/5861/1f/51e2fbb6b69cf758218201cdfc87d6c9.pdf | https://www.unikeyic.com/products/panel-measuring-instruments-and-accessories/99779718/22238076.html
99782710 | CROUZET | 1: 54.2055 5: 50.4497 10: 48.341 | CHM24 Hour Counter 20-30Vac / 50Hz |  |  |  | - |  | 0.157" (4.00mm) | Decade Wheel |  |  |  | IP52 - Dust Protected | Voltage |  |  |  | 1 (Unlimited) |  | Panel Mount | 7 |  | Up | -10°C ~ 50°C | - | Box | Rectangular - 45.00mm x 22.20mm |  | Non-Resettable |  |  | CHM24 |  | Quick Connect - 0.250" (6.3mm) | 99999.99hrs | 20 ~ 30VAC | 0.11 lb (49.9 g) | 1 | https://www.unikeyic.com/media/datasheet/1f/a5/5861/1f/51e2fbb6b69cf758218201cdfc87d6c9.pdf | https://www.unikeyic.com/products/panel-measuring-instruments-and-accessories/99782710/16689560.html
99782714 | CROUZET | 1: 52.2428 5: 48.6198 10: 46.596 | CHM24 Hour Counter 187-264Vac / 50Hz |  |  |  | - |  | 0.157" (4.00mm) | Decade Wheel |  |  |  | IP52 - Dust Protected | Voltage |  |  |  | 1 (Unlimited) |  | Panel Mount | 7 |  | Up | -10°C ~ 50°C | - | Box | Rectangular - 45.00mm x 22.20mm |  | Non-Resettable | 5215414 |  | CHM24 |  | Quick Connect - 0.250" (6.3mm) | 99999.99hrs | 187 ~ 264VAC | 0.11 lb (49.9 g) | 14 | https://www.unikeyic.com/media/datasheet/1f/a5/5861/1f/51e2fbb6b69cf758218201cdfc87d6c9.pdf | https://www.unikeyic.com/products/panel-measuring-instruments-and-accessories/99782714/16891702.html
99782718 | CROUZET | 2: 63.14 9: 60.5 17: 58.091 | CHM24 Electromechanical Hour Counter 20-30 VAC |  |  |  | - |  | 0.157" (4.00mm) | Decade Wheel |  |  |  | IP52 - Dust Protected | Voltage |  |  |  | 1 (Unlimited) |  | Panel Mount | 7 |  | Up | -10°C ~ 50°C | - | Bulk | Rectangular - 45.00mm x 22.20mm |  | Non-Resettable | 5215417 |  | CHM24 |  | Quick Connect - 0.250" (6.3mm) | 99999.99hrs | 20 ~ 30VAC | 0.11 lb (49.9 g) | 50 | https://www.unikeyic.com/media/datasheet/1f/a5/5861/1f/51e2fbb6b69cf758218201cdfc87d6c9.pdf | https://www.unikeyic.com/products/panel-measuring-instruments-and-accessories/99782718/19783836.html
99782810 | CROUZET | 1: 65.2306 5: 61.6881 10: 55.21 | CHM24 Hour Counter 10-30Vdc |  |  |  | - |  | 0.157" (4.00mm) | Decade Wheel |  |  |  | IP52 - Dust Protected | Voltage |  |  |  | 1 (Unlimited) |  | Panel Mount | 8 |  | Up | -10°C ~ 50°C | - | Box | Rectangular - 45.00mm x 22.20mm |  | Non-Resettable | 5215418 |  | CHM24 |  | Quick Connect - 0.250" (6.3mm) | 999999.99hrs | 10 ~ 30VDC | 0.11 lb (49.9 g) | 33 | https://www.unikeyic.com/media/pdf/HTMLDatasheet/crouzet/11/a5/4b47/99776907/2025/11/counters-and-ratemeters.pdf | https://www.unikeyic.com/products/panel-measuring-instruments-and-accessories/99782810/21849916.html
99792810 | CROUZET | 1: 64.1657 | () 4.5 ~ 35 VDC |  |  |  | - |  | 0.157" (4.00mm) | Decade Wheel |  |  |  | IP66 - Dust Tight, Water Resistant | Voltage |  |  |  | 1 (Unlimited) |  | Panel Mount | 7 |  | Up | -10°C ~ 60°C | - | Box | Rectangular - 30.00mm x 13.00mm |  | Non-Resettable | 3874347 |  | CHM15 |  | Wire Leads | 99999.99hrs | 4.5 ~ 35VDC | 0.044 lb (19.96 g) | 2 | https://www.unikeyic.com/media/datasheet/1f/a5/5861/1f/51e2fbb6b69cf758218201cdfc87d6c9.pdf | https://www.unikeyic.com/products/panel-measuring-instruments-and-accessories/99792810/16060169.html
99793710 | CROUZET | 1: 64.7341 5: 60.8789 10: 59.1145 | CHMDR Hour Counter DIN-RAIL 24Vac |  |  |  | 50Hz |  | 0.138" (3.50mm) | Decade Wheel |  |  |  | IP66 - Dust Tight, Water Resistant | No Voltage, Voltage |  |  |  | 1 (Unlimited) |  | DIN Rail | 7 |  | Up | -10°C ~ 70°C | - | Bulk | - |  | Non-Resettable | 5325624 |  | CHMDR |  | Screw Terminal | 99999.99hrs | 24VAC | 0.132 lb (59.87 g) | 4 | https://www.unikeyic.com/media/datasheet/8e/12/10c4/8e/e0eed87b72a196df914622b567a06a05.pdf | https://www.unikeyic.com/products/panel-measuring-instruments-and-accessories/99793710/17022602.html
99793714 | CROUZET | 1: 65.9567 5: 61.3806 10: 58.8115 | Crouzetcounter, CHMDRseries, Mechanicaldisplay, 230 V acPower, Counting mode hour, VoltageInput |  |  |  | 50Hz |  | 0.138" (3.50mm) | Decade Wheel |  |  |  | IP66 - Dust Tight, Water Resistant | No Voltage, Voltage |  |  |  | 1 (Unlimited) |  | DIN Rail | 7 |  | Up | -10°C ~ 70°C | - | Bulk | - |  | Non-Resettable | 5325626 |  | CHMDR |  | Screw Terminal | 99999.99hrs | 230VAC | 0.132 lb (59.87 g) | 1 | https://www.unikeyic.com/media/datasheet/0b/1c/710b/0b/8266121883740cd235d23135c13babaf.pdf | https://www.unikeyic.com/products/panel-measuring-instruments-and-accessories/99793714/17736322.html
ACA-20PC-2-AC1-RL-C | Murata Power Solutions | 1: 71.9244 | () LED - - Frame Bezel |  | Commercial Grade | [10 empty] | 25.4mm*35mm*22mm |  |  |  | panel mount |  |  | 0℃~60℃ | [15 empty] | 389 | https://www.unikeyic.com/media/about_us/Unikey_ISO_9001_Certification.pdf | https://www.unikeyic.com/products/panel-measuring-instruments-and-accessories/aca-20pc-2-ac1-rl-c/779100197.html
ACA-20PC-2-AC1-RL-C | Murata Manufacturing | 1: 76.544 | Murata AC digital display ammeter, ACA-20PCseries, 35.1mmx22.4mmsection |  |  | ACA-20PC |  |  | 0.370" (9.40mm) | LED - Red Characters | Built In Current Transformer (Primary) |  |  | - |  |  | 0 ~ 19.99A | Current | Not Applicable |  | Panel Mount - Bezel | 3.5 |  |  | 0°C ~ 60°C | - | Box | Rectangular - 33.93mm x 21.29mm |  |  | 1926142 |  | ACA-20PC |  | Screw Terminal |  | 85 ~ 264VAC | 0.068 lb (30.84 g) | 137 | https://www.unikeyic.com/media/datasheet/42/78/8c3a/1d/c8824333429f030dc7bb4dd750e06f54.pdf | https://www.unikeyic.com/products/panel-measuring-instruments-and-accessories/aca-20pc-2-ac1-rl-c/14892811.html
ACA-20PC-2-DC1-RL-C | Murata Power Solutions | 1: 71.9244 | () LED - - Frame Bezel |  | Commercial Grade | [10 empty] | 25.4mm*35mm*22mm |  |  |  | panel mount |  |  | 0℃~60℃ | [15 empty] | 1 | https://www.unikeyic.com/media/about_us/Unikey_ISO_9001_Certification.pdf | https://www.unikeyic.com/products/panel-measuring-instruments-and-accessories/aca-20pc-2-dc1-rl-c/779113134.html
ACA-20PC-3-AC1-RL-C | Murata Power Solutions | 1: 96.8105 | AMMETER 0-50A LED PANEL MOUNT |  | Commercial Grade | [10 empty] | 25.4mm*35mm*22mm |  |  |  | panel mount |  |  | 0℃~60℃ | [15 empty] | 25 | https://www.unikeyic.com/media/about_us/Unikey_ISO_9001_Certification.pdf | https://www.unikeyic.com/products/panel-measuring-instruments-and-accessories/aca-20pc-3-ac1-rl-c/779108151.html
ACA-20PC-4-AC1-RL-C | Murata Manufacturing | 1: 103.9481 3: 97.7364 6: 94.8037 | Murata Power Solutions AC Digital Ammeter, 33.9mm × 21.3mm Cross Section |  |  | ACA-20PC |  |  | 0.370" (9.40mm) | LED - Red Characters | Built In Current Transformer (Primary) |  |  | - |  |  | 0 ~ 100A | Current | Not Applicable |  | Panel Mount - Bezel | 3.5 |  |  | 0°C ~ 60°C | - | Box | Rectangular - 33.93mm x 21.29mm |  |  | 1926144 |  | ACA-20PC |  | Screw Terminal |  | 85 ~ 264VAC | 0.095 lb (43.09 g) | 3 | https://www.unikeyic.com/media/datasheet/42/78/8c3a/1d/c8824333429f030dc7bb4dd750e06f54.pdf | https://www.unikeyic.com/products/panel-measuring-instruments-and-accessories/aca-20pc-4-ac1-rl-c/17756341.html
ACA-20PC-4-AC1-RL-C | Murata Power Solutions | 1: 94.2698 | Red LED display AC ammeter,100A 85-264V |  | Commercial Grade | [10 empty] | 25.4mm*35mm*22mm |  |  |  | panel mount |  |  | 0℃~60℃ | [15 empty] | 9 | https://www.unikeyic.com/media/about_us/Unikey_ISO_9001_Certification.pdf | https://www.unikeyic.com/products/panel-measuring-instruments-and-accessories/aca-20pc-4-ac1-rl-c/779125777.html
ACA-20RM-2-AC3-RL-C | Murata Manufacturing | 1: 116.237 5: 111.397 9: 106.942 | True-Rms-Ac Ammeters With Built-In Current Transformers |  | Commercial Grade |  |  | ACA-20RM-2-AC3-RL-C Murata Manufacturing | [11 empty] | panel mount |  |  | 0℃~60℃ | [5 empty] | Stop production |  |  | boxed | [6 empty] | 30 | https://www.unikeyic.com/media/datasheet/ce/94/d532/ce/0c5c184540da29bb4d4db37836d03ec7.pdf | https://www.unikeyic.com/products/panel-measuring-instruments-and-accessories/aca-20rm-2-ac3-rl-c/22879027.html
ACA-20RM-4-AC4-RL-C | Murata Power Solutions | 1: 108.1946 | DPM, LED, RED, AC RMS AMMETER; No. of Digits / Alpha:3-1/2; Meter Function:AC Current; Meter Range:0A to 50A; Digit Height:9.4mm; Panel Cutout Height:21.29mm; Panel Cutout Width:33.93mm; Supply Voltage Min:170VAC; Supply |  | Commercial Grade | [10 empty] | 31.75mm*53.34mm*35.56mm |  |  |  | panel mount |  |  | 0℃~60℃ | [15 empty] | 195 | https://www.unikeyic.com/media/about_us/Unikey_ISO_9001_Certification.pdf | https://www.unikeyic.com/products/panel-measuring-instruments-and-accessories/aca-20rm-4-ac4-rl-c/779095338.html
ACA-20RM-5-AC3-RL-C | Murata Manufacturing | 1: 110.693 5: 106.084 10: 101.838 46: 97.768 | True-Rms-Ac Ammeters With Built-In Current Transformers |  | Commercial Grade |  |  | ACA-20RM-5-AC3-RL-C Murata Manufacturing | [11 empty] | panel mount |  |  | 0℃~60℃ | [5 empty] | Stop production |  |  | boxed | [6 empty] | 47 | https://www.unikeyic.com/media/datasheet/ce/94/d532/ce/0c5c184540da29bb4d4db37836d03ec7.pdf | https://www.unikeyic.com/products/panel-measuring-instruments-and-accessories/aca-20rm-5-ac3-rl-c/14045764.html
ACM20-4-AC1-R-C | Murata Power Solutions | 1: 59.9519 | Multifunction meter (、、) LED - - surface |  | Commercial Grade | [10 empty] | 27.9mm*53.3mm*36.3mm |  |  |  | SMD mount |  |  | 0℃~60℃ | [15 empty] | 7 | https://www.unikeyic.com/media/about_us/Unikey_ISO_9001_Certification.pdf | https://www.unikeyic.com/products/panel-measuring-instruments-and-accessories/acm20-4-ac1-r-c/779133618.html
ACM20-4-AC1-R-F-C | Murata Power Solutions | 1: 59.9519 | Multifunction meter (、、、) LED - - surface |  | Commercial Grade | [10 empty] | 27.9mm*53.3mm*36.3mm |  |  |  | SMD mount |  |  | 0℃~60℃ | [15 empty] | 122 | https://www.unikeyic.com/media/about_us/Unikey_ISO_9001_Certification.pdf | https://www.unikeyic.com/products/panel-measuring-instruments-and-accessories/acm20-4-ac1-r-f-c/779123611.html
ACM20-5-AC1-R-C | Murata Power Solutions | 1: 59.9184 | Multifunction meter (、、) LED - - surface |  | Commercial Grade | [10 empty] | 27.9mm*53.3mm*36.3mm |  |  |  | SMD mount |  |  | 0℃~60℃ | [15 empty] | 287 | https://www.unikeyic.com/media/about_us/Unikey_ISO_9001_Certification.pdf | https://www.unikeyic.com/products/panel-measuring-instruments-and-accessories/acm20-5-ac1-r-c/779125170.html
ACM20-5-AC1-R-F-C | Murata Manufacturing | 2: 80.388 7: 77.033 13: 73.953 | Murata Power Solutions Energy Meter, LED, ACM20 Series, 4-Digit, Cross Section 36.22mm × 22.1mm |  |  | ACM20-5 |  |  | 0.360" (9.14mm) | LED - Red Characters | Built In Current Transformer (Primary) |  |  | - |  |  | 0 ~ 32A | Current, Frequency, Voltage, Wattage | Not Applicable |  | Panel Mount - Surface | 4 |  |  | 0°C ~ 60°C | - | Box | Rectangular - 36.22mm x 22.10mm |  |  |  |  | ACM20 |  | Screw Terminal |  | 85 ~ 264VAC | 0.084 lb (38.1 g) | 24 | https://www.unikeyic.com/media/datasheet/ae/47/0136/ae/bd611e6ba8a05fa4af007359d64e29c3.pdf | https://www.unikeyic.com/products/panel-measuring-instruments-and-accessories/acm20-5-ac1-r-f-c/16535079.html
ACM20-5-AC1-R-F-C | Murata Power Solutions | 1: 86.0536 5: 86.0536 | DPM, AC POWER, 32A, FREQUENCY; No. of Digits / Alpha:4; Meter Function:AC Current / AC Voltage / Frequency / Power; Meter Range:0A to 32A, 85V to 264V, 47Hz to 63Hz, 0W to 9999W; Digit Height:9.14mm; Panel Cutout Height: |  | Commercial Grade | [10 empty] | 27.9mm*53.3mm*36.3mm |  |  |  | SMD mount |  |  | 0℃~60℃ | [15 empty] | 41 | https://www.unikeyic.com/media/about_us/Unikey_ISO_9001_Certification.pdf | https://www.unikeyic.com/products/panel-measuring-instruments-and-accessories/acm20-5-ac1-r-f-c/779117665.html
AKW263100A | Panasonic | 1: 1404 |  |  |  | AKW263 |  |  | - | LCD - Black Characters | Electricity Charge |  |  | - |  |  | 0 ~ 600A | Current (3-Phase), Voltage, Wattage | 1 (Unlimited) |  | DIN Rail | - |  |  | -10°C ~ 50°C | Solid State (2) | Box | - |  |  | 5973274 |  | KW2M |  | Screw Terminal |  | 100 ~ 240VAC | 0.992 lb (449.96 g) | 1 | https://www.unikeyic.com/media/about_us/Unikey_ISO_9001_Certification.pdf | https://www.unikeyic.com/products/panel-measuring-instruments-and-accessories/akw263100a/14252286.html
AKW272100A | Panasonic | 1: 644.8 |  | Expansion Module |  | AKW272100 | [5 empty] | KW Series | - | [5 empty] | 1 (Unlimited) | [7 empty] | Box | [5 empty] | KW | - |  |  |  |  | 3 | https://www.unikeyic.com/media/about_us/Unikey_ISO_9001_Certification.pdf | https://www.unikeyic.com/products/panel-measuring-instruments-and-accessories/akw272100a/18110365.html
AO1051 | Carlo Gavazzi | 1: 174.306 | MODULE 1x10V DC OUT | Option Card, Output | [7 empty] | WM3-96 Series | - | [5 empty] | Not Applicable | [7 empty] | Bulk |  |  |  | 14648080 |  | WM3-96 | Analog, 10VDC |  |  |  |  | 1 | https://www.unikeyic.com/media/datasheet/29/d7/1c1e/29d71c1ea35c4984f1cb44e9ab0d246e.pdf | https://www.unikeyic.com/products/panel-measuring-instruments-and-accessories/ao1051/22963082.html
AO1058 | Carlo Gavazzi | 1: 110.352 | Module 1 Relay Out | Option Card, Output | [7 empty] | WM3-96 Series | - | [5 empty] | Not Applicable | [7 empty] | Box | [5 empty] | WM3-96 | Relay |  |  |  |  | 2 | https://www.unikeyic.com/media/datasheet/29/d7/1c1e/29d71c1ea35c4984f1cb44e9ab0d246e.pdf | https://www.unikeyic.com/products/panel-measuring-instruments-and-accessories/ao1058/15599698.html
AP1021 | Carlo Gavazzi | 1: 274.626 | Digital Panel Meters 18-60VAC/DC PS | Option Card, Power Supply | [7 empty] | WM3-96 Series | - | [5 empty] | Not Applicable | [7 empty] | Box | [5 empty] | WM3-96 | 18 ~ 60VAC/DC |  |  |  |  | 11 | https://www.unikeyic.com/media/datasheet/29/d7/1c1e/29d71c1ea35c4984f1cb44e9ab0d246e.pdf | https://www.unikeyic.com/products/panel-measuring-instruments-and-accessories/ap1021/19972880.html
APM-CT-ANO | trumeter | 1: 152.8032 5: 146.6833 10: 140.5877 | Trumeter AC Digital Ammeter, 0-10000A (Ext CT), 0-5A (CT Out), 0.5%, 68mm × 68mm |  |  | APM-CT |  |  | 0.472" (12.00mm) | LCD - Tri Color Characters, Backlight | - |  |  | IP65 - Dust Tight, Water Resistant |  |  | 0 ~ 5A | Current |  |  | Panel Mount | 4 |  |  | -10°C ~ 60°C |  | Box | Square - 68.00mm x 68.00mm |  |  | 10502369 |  | APM |  | Screw Terminal |  | 12 ~ 24VAC/DC | - | 20 | https://www.unikeyic.com/media/pdf/EnvironmentalInformation/trumeter/d0/64/668b/732-0003/2025/12/RoHS-declaration-of-Conformity-28-July-2020.pdf | https://www.unikeyic.com/products/panel-measuring-instruments-and-accessories/apm-ct-ano/14324977.html
APM-CT-APO | trumeter | 1: 123.5053 5: 123.5053 10: 123.5053 | Trumeter AC Digital Ammeter, 0-10000A (Ext CT), 0-5A (CT Out), 0.5%, 68mm × 68mm |  |  | APM-CT |  |  | 0.472" (12.00mm) | LCD - Black Characters, Tri Color Backlight | - |  |  | IP65 - Dust Tight, Water Resistant |  |  | 0 ~ 5A | Current |  |  | Panel Mount | 4 |  |  | -10°C ~ 60°C |  | Box | Square - 68.00mm x 68.00mm |  |  | 10502350 |  | APM |  | Screw Terminal |  | 12 ~ 24VAC/DC | - | 3 | https://www.unikeyic.com/media/datasheet/eb/b6/f083/eb/53dba786ba58b9800352b93400547891.pdf | https://www.unikeyic.com/products/panel-measuring-instruments-and-accessories/apm-ct-apo/23161614.html
APM-FREQ-ANN | trumeter | 1: 102.4605 | Trumeter APM Series Digital Panel Meter, Freq Meas, 68mm H Cutout, LCD |  |  |  |  | APM-FREQ-ANN trumeter | [11 empty] | panel mount |  |  | -10℃~60℃ | [5 empty] | On sale |  |  | boxed | [6 empty] | 5 | https://www.unikeyic.com/media/datasheet/a5/2b/5fef/a5/c7e6e2518bedf560d7cc4b96f64076ac.pdf | https://www.unikeyic.com/products/panel-measuring-instruments-and-accessories/apm-freq-ann/16356990.html
APM-FREQ-ANO | trumeter | 1: 155.7409 | Trumeter digital panel instrument, APMseries, Frequency Measurement, 68mmhigh section, LCD |  |  | APM-FREQ |  |  | 0.472" (12.00mm) | LCD - Tri Color Characters, Backlight | - |  |  | IP65 - Dust Tight, Water Resistant |  |  | 2 ~ 400Hz | Frequency |  |  | Panel Mount | 4 |  |  | -10°C ~ 60°C |  | Box | Square - 68.00mm x 68.00mm |  |  | 10502364 |  | APM |  | Screw Terminal |  | 12 ~ 24VAC/DC | - | 10 | https://www.unikeyic.com/media/datasheet/83/26/1d15/83/ea128830c8587df2ef198dcef1f081be.pdf | https://www.unikeyic.com/products/panel-measuring-instruments-and-accessories/apm-freq-ano/19767283.html
APM-FREQ-APN | trumeter | 1: 86.2838 5: 80.2977 10: 76.953 | Trumeter APM Series Digital Panel Meter, Freq Meas, 68mm H Cutout, LCD |  |  |  |  | APM-FREQ-APN trumeter | [11 empty] | panel mount |  |  | -10℃~60℃ | [5 empty] | On sale |  |  | boxed | [6 empty] | 8 | https://www.unikeyic.com/media/datasheet/33/a9/b555/33/9fb745bf423129aa2d3f89cf42ea9f45.pdf | https://www.unikeyic.com/products/panel-measuring-instruments-and-accessories/apm-freq-apn/15142147.html
APM-FREQ-APO | trumeter | 1: 123.5053 5: 123.5053 10: 123.5053 | Trumeter digital panel instrument, APMseries, Frequency Measurement, 68mmhigh section, LCD |  |  | APM-FREQ |  |  | 0.472" (12.00mm) | LCD - Black Characters, Tri Color Backlight | - |  |  | IP65 - Dust Tight, Water Resistant |  |  | 2 ~ 400Hz | Frequency |  |  | Panel Mount | 4 |  |  | -10°C ~ 60°C |  | Box | Square - 68.00mm x 68.00mm |  |  | 10502372 |  | APM |  | Screw Terminal |  | 12 ~ 24VAC/DC | - | 3 | https://www.unikeyic.com/media/datasheet/71/d4/9585/71/67d9c1f3fa0caba8c87421d551794d3e.pdf | https://www.unikeyic.com/products/panel-measuring-instruments-and-accessories/apm-freq-apo/14408447.html
APM-PROC-ANO | trumeter | 1: 175.2929 | Trumeter Digital Panel Meter, APM Series, Measure Current Voltage, 68mm High Cut Face, LCD |  |  | APM-PROC |  |  | 0.472" (12.00mm) | LCD - Black Characters, Tri Color Backlight | - |  |  | IP65 - Dust Tight, Water Resistant |  |  | 0 ~ 50mA, ±10VAC | Process |  |  | Panel Mount | 4 |  |  | -10°C ~ 60°C |  | Box | Square - 68.00mm x 68.00mm |  |  |  |  | APM |  | Screw Terminal |  | 12 ~ 24VAC/DC | - | 55 | https://www.unikeyic.com/media/datasheet/a8/cb/9ad3/a8/a9a71fb4e8e0a76c8019e98d8f15b8c0.pdf | https://www.unikeyic.com/products/panel-measuring-instruments-and-accessories/apm-proc-ano/21320118.html
APM-SHUNT-ANO | trumeter | 1: 169.8586 | Trumeter DC Digital Voltmeter, LCD Display, 12→24V DC, 4-Digit, Range 0→1V DC |  |  | APM-SHUNT |  |  | 0.472" (12.00mm) | LCD - Black Characters, Tri Color Backlight | - |  |  | IP65 - Dust Tight, Water Resistant |  |  | 0 ~ 1VDC | Current |  |  | Panel Mount | 4 |  |  | -10°C ~ 60°C |  | Box | Square - 68.00mm x 68.00mm |  |  |  |  | APM |  | Screw Terminal |  | 12 ~ 24VDC | - | 1 | https://www.unikeyic.com/media/datasheet/ab/60/1b99/ab/5e62e4d851946acdd8d18e7e9356c7cd.pdf | https://www.unikeyic.com/products/panel-measuring-instruments-and-accessories/apm-shunt-ano/14798208.html
APM-SHUNT-APO | trumeter | 1: 178.9844 | Trumeter DC digital voltmeter, LCDmonitor, 12→ 24V DC, 4number_of_bits, measuring range0 → 1V DC |  |  | APM-SHUNT |  |  | 0.472" (12.00mm) | LCD - Black Characters, Tri Color Backlight | - |  |  | IP65 - Dust Tight, Water Resistant |  |  | 0 ~ 1VDC | Current |  |  | Panel Mount | 4 |  |  | -10°C ~ 60°C |  | Box | Square - 68.00mm x 68.00mm |  |  |  |  | APM |  | Screw Terminal |  | 12 ~ 24VDC | - | 4 | https://www.unikeyic.com/media/datasheet/55/7b/f296/55/43b433643c3124ab8352dd509b2dcc36.pdf | https://www.unikeyic.com/products/panel-measuring-instruments-and-accessories/apm-shunt-apo/15670255.html
APM-VOLT-APO | trumeter | 1: 133.7358 | Trumeter Digital Voltmeter, LCD, 12-24V AC/DC, 4 Digit, Range 0-600V AC, 0-600V DC |  |  | APM-VOLT |  |  | 0.472" (12.00mm) | LCD - Black Characters, Tri Color Backlight | - |  |  | IP65 - Dust Tight, Water Resistant |  |  | 0 ~ 600VAC/DC | Voltage |  |  | Panel Mount | 4 |  |  | -10°C ~ 60°C |  | Box | Square - 68.00mm x 68.00mm |  |  | 10502353 |  | APM |  | Screw Terminal |  | 12 ~ 24VAC/DC | - | 9 | https://www.unikeyic.com/media/datasheet/c7/07/96d7/c7/bb57220623c25e0eff2bb84ee2ec7edc.pdf | https://www.unikeyic.com/products/panel-measuring-instruments-and-accessories/apm-volt-apo/21758831.html
AQ1018 | Carlo Gavazzi | 1: 337.953 | Power Analyzers AV5.3 MODULE FOR WM3-96 | Option Card, Input | [7 empty] | WM3-96 Series | - | [5 empty] | Not Applicable | [7 empty] | Box |  |  |  | 18836616 |  | WM3-96 | - |  |  |  |  | 2 | https://www.unikeyic.com/media/about_us/Unikey_ISO_9001_Certification.pdf | https://www.unikeyic.com/products/panel-measuring-instruments-and-accessories/aq1018/21241936.html
BD35 | Carlo Gavazzi | 1: 167.948 5: 159.544 | Carlo Gavazzi digital panel instrument, Measurement Display Front, 14.2mmhigh section, LED indicator light |  |  | - |  |  | 0.560" (14.20mm) | LED - Red Characters | Option Cards Available |  |  | IP67 - Dust Tight, Waterproof |  |  | Option Card Dependent | Current, Frequency, Resistance, Thermocouple, Voltage | Not Applicable |  | Panel Mount | 3.5 |  |  | 0°C ~ 50°C | Option Cards Available | Box | Rectangular - 92.00mm x 45.00mm |  |  | 7696406 |  | UDM35 |  | Screw Terminal |  | Option Card Dependent |  | 5 | https://www.unikeyic.com/media/datasheet/9c/fd/48f2/9c/9acc6500a3dc805b5def828c0570cf7e.pdf | https://www.unikeyic.com/products/panel-measuring-instruments-and-accessories/bd35/22581268.html
BD40 | Carlo Gavazzi | 1: 256.608 5: 243.771 | Carlo Gavazzi Digital Panel Meter, Front Display, 14.2mm Cutout, LED Indicator |  |  | - |  |  | 0.560" (14.20mm) | LED - Tri Color Characters | Option Cards Available |  |  | IP67 - Dust Tight, Waterproof |  |  | Option Card Dependent | Current, Frequency, Resistance, Thermocouple, Voltage | Not Applicable |  | Panel Mount | 4 |  |  | 0°C ~ 50°C | Option Cards Available | Box | Rectangular - 92.00mm x 45.00mm |  |  |  |  | UDM40 |  | Screw Terminal |  | Option Card Dependent |  | 5 | https://www.unikeyic.com/media/datasheet/06/61/40e1/06/864d92b89ae221b4c71464a0c6e974b0.pdf | https://www.unikeyic.com/products/panel-measuring-instruments-and-accessories/bd40/18413718.html
BD60 | Carlo Gavazzi | 1: 302.841 | Preset Tachometer Option Card Dependent Panel Mount |  |  |  | 50kHz |  | 0.394" (10.00mm) | LCD - Black Characters, Blue Backlight |  |  |  | IP67 - Dust Tight, Waterproof | Option Card Dependent |  |  |  | Not Applicable |  | Panel Mount | 6, 6 |  | Up, Down | 0°C ~ 50°C | Option Card Dependent | Box | Rectangular - 92.00mm x 45.00mm |  | Programmable |  |  | UDM60 |  | Screw Terminal | 999999 | Option Card Dependent |  | 7 | https://www.unikeyic.com/media/datasheet/a2/22/448c/a2/bab0ddc5a9f516045cf0f40533b494d2.pdf | https://www.unikeyic.com/products/panel-measuring-instruments-and-accessories/bd60/15064825.html
BOAV | Carlo Gavazzi | 1: 199.9954 | Carlo Gavazzi digital panel instrument, Measurement0 - 10V DC,Analog output 0 - 20mA, 48mmhigh section, DI3、LDI3 3 DGT、LDM30 3 DGT + False Zero、red LED | Option Card, Output | [7 empty] | UDM35/40/60 Series | - | [5 empty] | Not Applicable | [7 empty] | Box | [5 empty] | UDM | Analog |  |  |  |  | 30 | https://www.unikeyic.com/media/datasheet/9c/fd/48f2/9c/9acc6500a3dc805b5def828c0570cf7e.pdf | https://www.unikeyic.com/products/panel-measuring-instruments-and-accessories/boav/20644821.html
BOR1 | Carlo Gavazzi | 2: 64.79 5: 61.556 | Relay Sockets & Fixings Panel Meter Module 1 relay | Option Card, Output | [7 empty] | UDM35/40/60 Series | - | [5 empty] | Not Applicable | [7 empty] | Box | [5 empty] | UDM | Relay |  |  |  |  | 7 | https://www.unikeyic.com/media/datasheet/9c/fd/48f2/9c/9acc6500a3dc805b5def828c0570cf7e.pdf | https://www.unikeyic.com/products/panel-measuring-instruments-and-accessories/bor1/14306485.html
BOR2 | Carlo Gavazzi | 1: 145.08 5: 145.08 10: 142.4422 25: 142.4422 | MULTIFUNCTION LED DISPLAY PANEL; Accessory Type:-; For Use With:-; Product Range:- 05M3936 | Option Card, Output | [7 empty] | UDM35/40/60 Series | - | [5 empty] | Not Applicable | [7 empty] | Box | [5 empty] | UDM | Relay (2) |  |  |  |  | 1 | https://www.unikeyic.com/media/datasheet/9c/fd/48f2/9c/9acc6500a3dc805b5def828c0570cf7e.pdf | https://www.unikeyic.com/products/panel-measuring-instruments-and-accessories/bor2/17952592.html
BOR4 | Carlo Gavazzi | 2: 98.868 3: 97.031 | Relay Sockets & Fixings 2-RELAY + 2 O.C. DIGITAL OUTPUT MODULE | Option Card, Output | [7 empty] | UDM35/40 Series | [6 empty] | Not Applicable | [7 empty] | Box |  |  |  | 9485695 |  | UDM | Relay (2), Solid State (2) |  |  |  |  | 4 | https://www.unikeyic.com/media/datasheet/9c/fd/48f2/9c/9acc6500a3dc805b5def828c0570cf7e.pdf | https://www.unikeyic.com/products/panel-measuring-instruments-and-accessories/bor4/21834434.html
BOR5 | Carlo Gavazzi | 1: 158.565 5: 150.634 10: 145.882 25: 141.119 | Relay Sockets & Fixings Panel Meter Module 4 relay | Option Card, Output | [7 empty] | UDM35/40/60 Series | - | [5 empty] | Not Applicable | [7 empty] | Box | [5 empty] | UDM | Relay (4) |  |  |  |  | 39 | https://www.unikeyic.com/media/datasheet/9c/fd/48f2/9c/9acc6500a3dc805b5def828c0570cf7e.pdf | https://www.unikeyic.com/products/panel-measuring-instruments-and-accessories/bor5/18709375.html
BPH | Carlo Gavazzi | 1: 83.3327 5: 83.3327 10: 83.3327 | Carlo Gavazzi Current Transformer, Ratio 2 → 5A, CT Type | Option Card, Power Supply | [7 empty] | UDM35/40/60 Series | - | [5 empty] | Not Applicable | [7 empty] | Box | [5 empty] | UDM | 90 ~ 260VAC/DC |  |  |  |  | 1 | https://www.unikeyic.com/media/datasheet/9c/fd/48f2/9c/9acc6500a3dc805b5def828c0570cf7e.pdf | https://www.unikeyic.com/products/panel-measuring-instruments-and-accessories/bph/18407942.html
BQHSX | Carlo Gavazzi | 1: 192.665 5: 183.029 10: 177.254 25: 171.468 | Digital Panel Meter, Carlo Gavazzi, Meas: 2A/5A, 20V/200V/500V, In: 200mA DC/AC, 48mm H, DI3/LDI3 3DGT, LDM30 3DGT+Zero, Red LED | Option Card, Input | [7 empty] | UDM35/40 Series | - | [5 empty] | Not Applicable | [7 empty] | Box | [5 empty] | UDM | Current and Voltmeter |  |  |  |  | 26 | https://www.unikeyic.com/media/datasheet/9c/fd/48f2/9c/9acc6500a3dc805b5def828c0570cf7e.pdf | https://www.unikeyic.com/products/panel-measuring-instruments-and-accessories/bqhsx/19474967.html
BQLSE | Carlo Gavazzi | 1: 263.428 | Carlo Gavazzi Digital Panel Meter, 2mA/2V/20mA/20V, Sensor Power 200mA, Input 200μA DC/AC, 48mm Cutout, DI3/LDI3 3 DGT/LDM30 3 DGT, Fake Zero, Red LED | Option Card, Input | [7 empty] | UDM35/40 Series | - | [5 empty] | Not Applicable | [7 empty] | Box |  |  |  | 9485698 |  | UDM | - |  |  |  |  | 2 | https://www.unikeyic.com/media/datasheet/9c/fd/48f2/9c/9acc6500a3dc805b5def828c0570cf7e.pdf | https://www.unikeyic.com/products/panel-measuring-instruments-and-accessories/bqlse/14711341.html
BQLSF | Carlo Gavazzi | 1: 171.996 2: 168.817 4: 165.627 5: 159.258 | Carlo Gavazzi Digital Panel Meter, 2mA/2V/20mA/20V, Sensor Power 200mA, Input 200μA DC/AC, 48mm Cutout, DI3/LDI3 3 DGT/LDM30 3 DGT, Fake Zero, Red LED | Option Card, Input | [7 empty] | UDM35 Series | [6 empty] | Not Applicable | [7 empty] | Box | [5 empty] | - | [5 empty] | 21 | https://www.unikeyic.com/media/datasheet/9c/fd/48f2/9c/9acc6500a3dc805b5def828c0570cf7e.pdf | https://www.unikeyic.com/products/panel-measuring-instruments-and-accessories/bqlsf/14789420.html
BQLSX | Carlo Gavazzi | 1: 212.3342 | Carlo Gavazzi digital panel instrument, Measurement2mA,2V,20mA,20V,200mA,DC/Communication input:200μA, 48mmhigh section, DI3、LDI3 3 DGT、LDM30 3 DGT + False Zero、red LED | Option Card, Input | [7 empty] | UDM35/40 Series | - | [5 empty] | Not Applicable | [7 empty] | Box | [5 empty] | UDM | Current and Voltmeter |  |  |  |  | 17 | https://www.unikeyic.com/media/datasheet/9c/fd/48f2/9c/9acc6500a3dc805b5def828c0570cf7e.pdf | https://www.unikeyic.com/products/panel-measuring-instruments-and-accessories/bqlsx/20557278.html
BQTF1 | Carlo Gavazzi | 1: 296.5872 | CONTROLLER, TACHOMETER/FREQUENCY; | Option Card, Input | [7 empty] | UDM35/40/60 Series | - | [5 empty] | Not Applicable | [7 empty] | Box |  |  |  | 9485699 |  | UDM | - |  |  |  |  | 4 | https://www.unikeyic.com/media/datasheet/9c/fd/48f2/9c/9acc6500a3dc805b5def828c0570cf7e.pdf | https://www.unikeyic.com/products/panel-measuring-instruments-and-accessories/bqtf1/17594814.html
BT32-BG54Q00000000 | Sifam Tinsley | 1: 120.8946 | Sifam Tinsley digital panel instrument, Beta G1series, Measure current, 22.2mmhigh section, LCD |  | Commercial Grade |  |  | BT32-BG54Q00000000 Sifam Tinsley | [14 empty] | 0℃~55℃ | [15 empty] | 4 | https://www.unikeyic.com/media/datasheet/f4/fe/c510/f4/b098a9503fa5f43d58bb40dca990319e.pdf | https://www.unikeyic.com/products/panel-measuring-instruments-and-accessories/bt32-bg54q00000000/18748545.html
BT32-BR1CQ00000000 | Sifam Tinsley | 1: 53.4305 5: 49.7225 10: 47.6503 | Sifam Tinsley digital panel instrument, Beta G1series, Measure voltage, 22.2mmhigh section, LCD |  | Commercial Grade |  |  | BT32-BR1CQ00000000 Sifam Tinsley | [14 empty] | 0℃~55℃ | [15 empty] | 1 | https://www.unikeyic.com/media/datasheet/9e/28/42aa/9e/002a7b7ae2b5d928f02e46fbe72e786e.pdf | https://www.unikeyic.com/products/panel-measuring-instruments-and-accessories/bt32-br1cq00000000/21167112.html
BT42-BR3VQ00000000 | Sifam Tinsley | 1: 59.3673 5: 55.2462 10: 52.9461 | Sifam Tinsley Digital Panel Meter, Beta G2 Series, Voltage Measurement, 22.2mm Cutout, LCD |  | Commercial Grade |  |  | BT42-BR3VQ00000000 Sifam Tinsley | [14 empty] | 0℃~55℃ | [15 empty] | 3 | https://www.unikeyic.com/media/datasheet/02/7c/abf2/02/26b68d440b12ffd115a074a504a5bb04.pdf | https://www.unikeyic.com/products/panel-measuring-instruments-and-accessories/bt42-br3vq00000000/18141178.html
BT90-A010490000000 | Sifam Tinsley | 1: 68.5945 5: 63.8407 10: 61.1746 | Sifam Tinsley Digital Panel Meter, Beta 90 Series, Current Measurement, 22.2mm Cutout Height, 7-Segment Display |  | Commercial Grade |  |  | BT90-A010490000000 Sifam Tinsley | [14 empty] | 0℃~50℃ | [15 empty] | 11 | https://www.unikeyic.com/media/datasheet/e2/e8/e026/e2/42cd6051f642d3ec8775f1a4cd3efe25.pdf | https://www.unikeyic.com/products/panel-measuring-instruments-and-accessories/bt90-a010490000000/20934278.html
BT90-A011B90000000 | Sifam Tinsley | 1: 78.3498 | Sifam Tinsley digital panel instrument, Beta 90series, Measure voltage, 22.2mmhigh section, 7 segment display |  | Commercial Grade |  |  | BT90-A011B90000000 Sifam Tinsley | [14 empty] | 0℃~50℃ | [15 empty] | 22 | https://www.unikeyic.com/media/datasheet/16/e3/0d94/16/c04212712ac08df666f30b3af7b30d33.pdf | https://www.unikeyic.com/products/panel-measuring-instruments-and-accessories/bt90-a011b90000000/23391926.html
BT90-A021C90000000 | Sifam Tinsley | 1: 75.5952 5: 70.3484 10: 67.4278 | Sifam Tinsley digital panel instrument, Beta 90series, Measure voltage, 22.2mmhigh section, 7 segment display |  | Commercial Grade |  |  | BT90-A021C90000000 Sifam Tinsley | [14 empty] | 0℃~50℃ | [15 empty] | 11 | https://www.unikeyic.com/media/datasheet/16/d4/93d5/16/26bb5cbfe667973124c85755a6855bda.pdf | https://www.unikeyic.com/products/panel-measuring-instruments-and-accessories/bt90-a021c90000000/19083926.html
BT90-C030460000000 | Sifam Tinsley | 1: 70.746 5: 65.8366 10: 63.0966 | Sifam Tinsley Digital Panel Meter, Beta 90 Series, Current Measurement, 22.2mm Cutout Height, 7-Segment Display |  | Commercial Grade |  |  | BT90-C030460000000 Sifam Tinsley | [14 empty] | 0℃~50℃ | [15 empty] | 3 | https://www.unikeyic.com/media/datasheet/dd/75/7a58/dd/61f5a08e1bf487b7e9a36ceb1db0eb36.pdf | https://www.unikeyic.com/products/panel-measuring-instruments-and-accessories/bt90-c030460000000/17200754.html
BT90-C030490000000 | Sifam Tinsley | 1: 74.0951 5: 68.9547 10: 66.0826 | Sifam Tinsley Digital Panel Meter, Beta 90 Series, Current Measurement, 22.2mm Cutout Height, 7-Segment Display |  | Commercial Grade |  |  | BT90-C030490000000 Sifam Tinsley | [14 empty] | 0℃~50℃ | [15 empty] | 5 | https://www.unikeyic.com/media/datasheet/cf/16/5c4c/cf/029149e62a91099bb5f05561f3060a7c.pdf | https://www.unikeyic.com/products/panel-measuring-instruments-and-accessories/bt90-c030490000000/14747261.html
BT90-C031H90000000 | Sifam Tinsley | 1: 63.6815 5: 59.2599 10: 56.7877 | Sifam Tinsley Digital Panel Meter, Beta 90 Series, DC Voltage, 22.2mm Cutout, 7-Segment Display |  | Commercial Grade |  |  | BT90-C031H90000000 Sifam Tinsley | [14 empty] | 0℃~50℃ | [15 empty] | 20 | https://www.unikeyic.com/media/datasheet/05/b1/b0fb/05/d40f099f51cb67aa39b0b9e77e4acf7f.pdf | https://www.unikeyic.com/products/panel-measuring-instruments-and-accessories/bt90-c031h90000000/23557660.html
BT90-C031J60000000 | Sifam Tinsley | 1: 77.138 | Sifam Tinsley digital panel instrument, Beta 90series, Measure DC voltage, 22.2mmhigh section, 7 segment display |  | Commercial Grade |  |  | BT90-C031J60000000 Sifam Tinsley | [14 empty] | 0℃~50℃ | [15 empty] | 6 | https://www.unikeyic.com/media/datasheet/40/7e/1a54/40/4adc7a6b74d64d81625586e010ae36bd.pdf | https://www.unikeyic.com/products/panel-measuring-instruments-and-accessories/bt90-c031j60000000/19685372.html
BT90-C031K90000000 | Sifam Tinsley | 1: 120.8946 | Sifam Tinsley Digital Panel Meter, Beta Series, DC Voltage, 22.2mm Cutaway, 7-Segment Display |  | Commercial Grade |  |  | BT90-C031K90000000 Sifam Tinsley | [14 empty] | 0℃~50℃ | [15 empty] | 2 | https://www.unikeyic.com/media/datasheet/cf/dc/3aef/cf/391c9e74cd6908d720e71894b0c7d6ad.pdf | https://www.unikeyic.com/products/panel-measuring-instruments-and-accessories/bt90-c031k90000000/15543783.html
C-TRAN-100A | HOBUT | 1: 186.4565 | HOBUT Energy Meter, No Display, C-TRAN Series |  | Commercial Grade | [17 empty] | 0℃~60℃ | [15 empty] | 1 | https://www.unikeyic.com/media/about_us/Unikey_ISO_9001_Certification.pdf | https://www.unikeyic.com/products/panel-measuring-instruments-and-accessories/c-tran-100a/15259481.html
C48CD005 | RED LION | 1: 428.76 | 85 ~ 250 VAC |  |  |  | Multiple |  | 0.300" (7.62mm), 0.200" (5.08mm) | LCD - Black Characters |  |  |  | IP66 - Dust Tight, Water Resistant | No Voltage, Voltage |  |  |  | 1 (Unlimited) |  | Panel Mount | 6, 6 |  | Up, Down, Quadrature | 0°C ~ 50°C | Solid State (2) | Box | Square - 45.00mm x 45.00mm |  | External, Front Panel, Programmable |  |  | C48C |  | Screw Terminal | - | 85 ~ 250VAC | 0.375 lb (170.1 g) | 2 | https://www.unikeyic.com/media/about_us/Unikey_ISO_9001_Certification.pdf | https://www.unikeyic.com/products/panel-measuring-instruments-and-accessories/c48cd005/21206718.html
C48CD112 | RED LION | 1: 422.28 | Red Lion Counter, LCD Display, 85-250V AC, Count Mode: Sec, Voltage Input |  |  |  | Multiple |  | 0.300" (7.62mm), 0.200" (5.08mm) | LCD - Dual Color Characters, Backlight |  |  |  | IP66 - Dust Tight, Water Resistant | No Voltage, Voltage |  |  |  | 1 (Unlimited) |  | Panel Mount | 6, 6 |  | Up, Down, Quadrature | 0°C ~ 50°C | Relay (2) | Box | Square - 45.00mm x 45.00mm |  | External, Front Panel, Programmable |  |  | C48C |  | Screw Terminal | - | 24VAC, 18 ~ 36VDC | 0.375 lb (170.1 g) | 1 | https://www.unikeyic.com/media/about_us/Unikey_ISO_9001_Certification.pdf | https://www.unikeyic.com/products/panel-measuring-instruments-and-accessories/c48cd112/19099287.html
C48CS003 | RED LION | 1: 305.8095 | Red Lion Counter C48C Series LCD Display 85 → 250 VAC Current Logic Voltage Input |  |  |  | Multiple |  | 0.300" (7.62mm), 0.200" (5.08mm) | LCD - Black Characters |  |  |  | IP66 - Dust Tight, Water Resistant | No Voltage, Voltage |  |  |  | 1 (Unlimited) |  | Panel Mount | 6, 6 |  | Up, Down, Quadrature | 0°C ~ 50°C | Relay, Solid State | Box | Square - 45.00mm x 45.00mm |  | External, Front Panel, Programmable | 3595260 |  | C48C |  | Screw Terminal | - | 85 ~ 250VAC | 0.375 lb (170.1 g) | 3 | https://www.unikeyic.com/media/datasheet/f9/c7/dfd3/f9/fcec44d47d863e02dcfa45918ce82f6f.pdf | https://www.unikeyic.com/products/panel-measuring-instruments-and-accessories/c48cs003/13955380.html
CBLPROG0 | RED LION | 1: 122.9834 | Red Lion data acquisition cable, RS232 Programming Cable, Suitable for modular controllers and PC | Cable Assembly |  | CBLPRO | [5 empty] | CUB5 Series | - | [5 empty] | 1 (Unlimited) | [7 empty] | Bulk |  |  |  | 2004556 |  | - | Communication, 10' |  |  |  |  | 6 | https://www.unikeyic.com/media/datasheet/89/85/32cf/89/91f6ed97a3636cb4c5c08309f8907571.pdf | https://www.unikeyic.com/products/panel-measuring-instruments-and-accessories/cblprog0/15242855.html
CTA4000A | DELTA Electronics | 1: 114.1114 | 100 to 240VAC Input DC to DC Converter |  |  | CTA4000 | Multiple |  | - | LCD - Dual Color Characters, Backlight |  |  |  | - | No Voltage, Voltage |  |  |  | Not Applicable |  | Panel Mount | 6, 6 |  | Up, Down | 0°C ~ 50°C | Solid State | Box | Square - 45.00mm x 45.00mm |  | Front Panel |  |  | CTA |  | Screw Terminal | Multiple | 100 ~ 240VAC | - | 47 | https://www.unikeyic.com/media/about_us/Unikey_ISO_9001_Certification.pdf | https://www.unikeyic.com/products/panel-measuring-instruments-and-accessories/cta4000a/16018348.html
CTA4001A | DELTA Electronics | 1: 99.0804 | Batch、、、、 100 ~ 240 VAC |  |  | CTA4001 | Multiple |  | - | LCD - Dual Color Characters, Backlight |  |  |  | - | No Voltage, Voltage |  |  |  | Not Applicable |  | Panel Mount | 6, 6 |  | Up, Down | 0°C ~ 50°C | Solid State | Box | Square - 45.00mm x 45.00mm |  | Front Panel | 9862285 |  | CTA |  | Screw Terminal | Multiple | 100 ~ 240VAC | - | 13 | https://www.unikeyic.com/media/about_us/Unikey_ISO_9001_Certification.pdf | https://www.unikeyic.com/products/panel-measuring-instruments-and-accessories/cta4001a/22900948.html
CTA4101D | DELTA Electronics | 1: 130.537 | Batch、、、、 24 VDC |  |  | CTA4101 | Multiple |  | - | LCD - Dual Color Characters, Backlight |  |  |  | - | No Voltage, Voltage |  |  |  | Not Applicable |  | Panel Mount | 6, 6 |  | Up, Down | 0°C ~ 50°C | Relay | Box | Square - 45.00mm x 45.00mm |  | Front Panel |  |  | CTA |  | Screw Terminal | Multiple | 24VDC | - | 1 | https://www.unikeyic.com/media/about_us/Unikey_ISO_9001_Certification.pdf | https://www.unikeyic.com/products/panel-measuring-instruments-and-accessories/cta4101d/22389752.html
CUB4L000 | RED LION | 1: 161.0681 5: 154.6452 10: 148.4405 | red lion counter, CUB4L0series, LCDdisplay, 9 28 V DC power supply, Counting mode Second, Voltage input |  |  |  | 50Hz, 5kHz |  | 0.480" (12.20mm) | LCD - Black Characters |  |  |  | IP66 - Dust Tight, Water Resistant | No Voltage, Voltage |  |  |  | 1 (Unlimited) |  | Panel Mount | 6 |  | Up | 0°C ~ 60°C | - | Box | Rectangular - 68.00mm x 33.00mm |  | External, Front Panel | 3481493 |  | CUB4 |  | Screw Terminal | - | Battery, 3VDC | - | 1 | https://www.unikeyic.com/media/datasheet/4e/36/45a8/fe/bec2ef006bbbb18b5020f9415d097f05.pdf | https://www.unikeyic.com/products/panel-measuring-instruments-and-accessories/cub4l000/13990010.html
CUB4L820 | RED LION | 1: 209.52 | Red Lion Counter CUB4L8 Series LCD Display 9-28V DC Count Mode Sec Voltage Input |  |  |  | 50Hz, 5kHz |  | 0.460" (11.70mm) | LCD - Red Characters, Backlight |  |  |  | IP66 - Dust Tight, Water Resistant | No Voltage, Voltage |  |  |  | 1 (Unlimited) |  | Panel Mount | 8 |  | Up | 0°C ~ 60°C | - | Box | Rectangular - 68.00mm x 33.00mm |  | External, Front Panel | 3595439 |  | CUB4 |  | Screw Terminal | - | Battery, 3.6VDC, 6 ~ 28VDC (Backlight) | - | 1 | https://www.unikeyic.com/media/about_us/Unikey_ISO_9001_Certification.pdf | https://www.unikeyic.com/products/panel-measuring-instruments-and-accessories/cub4l820/20836544.html
CUB4LP40 | RED LION | 1: 318.6 | Red Lion Digital Panel Meter, CUB4 Series, 33mm High Cut Face, LCD |  |  | CUB4LP |  |  | 0.600" (15.20mm) | LCD - Black Characters, Red Backlight | - |  |  | IP65 - Dust Tight, Water Resistant |  |  | 4 ~ 50mA | Process | 1 (Unlimited) |  | Panel Mount | 3.5 |  |  | 0°C ~ 60°C | - | Box | Rectangular - 68.00mm x 33.00mm |  |  | 3481473 |  | CUB4LP |  | Screw Terminal |  | Loop Power | 0.206 lb (93.44 g) | 2 | https://www.unikeyic.com/media/about_us/Unikey_ISO_9001_Certification.pdf | https://www.unikeyic.com/products/panel-measuring-instruments-and-accessories/cub4lp40/19705598.html
CUB4V020 | RED LION | 1: 297.2846 | Red Lion Digital Voltmeter DC LCD Display 3.5 Digit |  |  | CUB4V0 |  |  | 0.600" (15.20mm) | LCD - Red Characters, Backlight | - |  |  | IP65 - Dust Tight, Water Resistant |  |  | ±199.9VDC | Voltage | Not Applicable |  | Panel Mount | 3.5 |  |  | 0°C ~ 60°C | - | Bulk | Rectangular - 68.00mm x 33.00mm |  |  |  |  | CUB4V |  | Screw Terminal |  | 9 ~ 28VDC | 0.206 lb (93.44 g) | 12 | https://www.unikeyic.com/media/datasheet/91/69/edc3/91/7c4915aa5cbf60bee2900c9d44c359ba.pdf | https://www.unikeyic.com/products/panel-measuring-instruments-and-accessories/cub4v020/18164423.html
CUB5COM1 | RED LION | 1: 58.3523 | Red Lion RS485 Serial Comm Card, For CUB5 | Option Card, Communications |  | CUB5CO | [5 empty] | CUB5 Series | - | [5 empty] | 1 (Unlimited) | [7 empty] | Box |  |  |  | 3481472 |  | CUB5 | RS485 |  |  |  |  | 37 | https://www.unikeyic.com/media/datasheet/4e/36/45a8/cd/7357258d13c794a53c1228030f66f734.pdf | https://www.unikeyic.com/products/panel-measuring-instruments-and-accessories/cub5com1/18935630.html
CUB5COM2 | RED LION | 1: 58.32 | Red Lion communication module RS232 Serial Communication Card, used forCUB5 | Option Card, Communications |  | CUB5CO | [5 empty] | CUB5 Series | - | [5 empty] | 1 (Unlimited) | [7 empty] | Box | [5 empty] | CUB5 | RS232 |  |  |  |  | 27 | https://www.unikeyic.com/media/datasheet/4e/36/45a8/cd/7357258d13c794a53c1228030f66f734.pdf | https://www.unikeyic.com/products/panel-measuring-instruments-and-accessories/cub5com2/14893020.html
CUB5IB00 | RED LION | 1: 273.3921 | Red Lion DC Digital Ammeter, 68mm × 33mm Face |  |  | CUB5IB |  |  | 0.480" (12.20mm) | LCD - Dual Color Characters, Backlight | - |  |  | IP65 - Dust Tight, Water Resistant |  |  | 0 ~ 200mA | Current | 1 (Unlimited) |  | Panel Mount | 5 |  |  | -35°C ~ 35°C | Option Cards Available | Box | Rectangular - 68.00mm x 33.00mm |  |  | 3481474 |  | CUB5I |  | Screw Terminal |  | 9 ~ 28VDC | 0.221 lb (100.24 g) | 28 | https://www.unikeyic.com/media/about_us/Unikey_ISO_9001_Certification.pdf | https://www.unikeyic.com/products/panel-measuring-instruments-and-accessories/cub5ib00/15626213.html
CUB5PB00 | RED LION | 1: 324.1908 | Red Lion digital panel instrument, CUB5series, Measure current，voltage, 32.8mmhigh section, LCD |  |  | CUB5PB |  |  | 0.480" (12.20mm) | LCD - Dual Color Characters, Backlight | - |  |  | IP65 - Dust Tight, Water Resistant |  |  | 0 ~ 50mA, 0 ~ 10VDC | Process | 1 (Unlimited) |  | Panel Mount | 5 |  |  | -35°C ~ 35°C | Option Cards Available | Box | Rectangular - 68.00mm x 33.00mm |  |  |  |  | CUB5P |  | Screw Terminal |  | 9 ~ 28VDC | 0.221 lb (100.24 g) | 217 | https://www.unikeyic.com/media/about_us/Unikey_ISO_9001_Certification.pdf | https://www.unikeyic.com/products/panel-measuring-instruments-and-accessories/cub5pb00/17424109.html
CUB5PR00 | RED LION | 1: 248.4 | Red Lion Digital Panel Meter, CUB5 Series, Measure Current/Voltage, 39mm Face Height, LCD |  |  | CUB5PR |  |  | 0.480" (12.20mm) | LCD - Black Characters | - |  |  | IP65 - Dust Tight, Water Resistant |  |  | 0 ~ 50mA, 0 ~ 10VDC | Process | 1 (Unlimited) |  | Panel Mount | 5 |  |  | -35°C ~ 75°C | Option Cards Available | Box | Rectangular - 68.00mm x 33.00mm |  |  |  |  | CUB5P |  | Screw Terminal |  | 9 ~ 28VDC | 0.221 lb (100.24 g) | 6 | https://www.unikeyic.com/media/about_us/Unikey_ISO_9001_Certification.pdf | https://www.unikeyic.com/products/panel-measuring-instruments-and-accessories/cub5pr00/17780076.html
CUB5RTB0 | RED LION | 1: 273.3921 | Red Lion digital panel instrument, CUB5RTseries, 54.6mmhigh section, LCD |  |  | CUB5RT |  |  | 0.480" (12.20mm) | LCD - Dual Color Characters, Backlight | - |  |  | IP65 - Dust Tight, Water Resistant |  |  | -200°C ~ 850°C | RTD | 1 (Unlimited) |  | Panel Mount | 5 |  |  | -35°C ~ 35°C | Option Cards Available | Box | Rectangular - 68.00mm x 33.00mm |  |  | 3595444 |  | CUB5RT |  | Screw Terminal |  | 9 ~ 28VDC | 0.221 lb (100.24 g) | 29 | https://www.unikeyic.com/media/datasheet/99/c2/5f0a/99/d3bbd8754da9592762a83db4c60e7243.pdf | https://www.unikeyic.com/products/panel-measuring-instruments-and-accessories/cub5rtb0/15545283.html
CUB5TCB0 | RED LION | 1: 263.6672 | Red Lion Temp Meter, CUB5 Series, LCD, Single Line |  |  | CUB5TC |  |  | 0.480" (12.20mm) | LCD - Dual Color Characters, Backlight | - |  |  | IP65 - Dust Tight, Water Resistant |  |  | -200°C ~ 1820°C, -10 ~ 65mVDC | Thermocouple | 1 (Unlimited) |  | Panel Mount | 5 |  |  | -35°C ~ 35°C | Option Cards Available | Box | Rectangular - 68.00mm x 33.00mm |  |  |  |  | CUB5TC |  | Screw Terminal |  | 9 ~ 28VDC | 0.221 lb (100.24 g) | 14 | https://www.unikeyic.com/media/about_us/Unikey_ISO_9001_Certification.pdf | https://www.unikeyic.com/products/panel-measuring-instruments-and-accessories/cub5tcb0/23315272.html
CUB5USB0 | RED LION | 1: 56.0389 | Red Lion USB adapter USB Programming card, used forCUB5P process instrumentation | Option Card, Programming |  | CUB5US | [5 empty] | CUB5 Series | - | [5 empty] | 1 (Unlimited) | [7 empty] | Box |  |  |  | 3481487 |  | CUB5 | USB |  |  |  |  | 3 | https://www.unikeyic.com/media/datasheet/9d/a0/247a/9d/cff2537ddea1209ea4982896e4c260a5.pdf | https://www.unikeyic.com/products/panel-measuring-instruments-and-accessories/cub5usb0/20057921.html
CUB5VB00 | RED LION | 1: 273.24 | Red Lion Digital Voltmeter, LCD Display, 5-Digit |  |  | CUB5VB |  |  | 0.480" (12.20mm) | LCD - Dual Color Characters, Backlight | - |  |  | IP65 - Dust Tight, Water Resistant |  |  | 0 ~ 200VDC | Voltage | 1 (Unlimited) |  | Panel Mount | 5 |  |  | -35°C ~ 35°C | Option Cards Available | Box | Rectangular - 68.00mm x 33.00mm |  |  | 3481488 |  | CUB5V |  | Screw Terminal |  | 9 ~ 28VDC | 0.221 lb (100.24 g) | 96 | https://www.unikeyic.com/media/about_us/Unikey_ISO_9001_Certification.pdf | https://www.unikeyic.com/products/panel-measuring-instruments-and-accessories/cub5vb00/19188353.html
CUB7CCR0 | RED LION | 1: 130.602 5: 126.6756 10: 124.1549 | Red Lion Counter, LCD Display, Count Mode Sec, Logic/Voltage Input |  |  | CUB7CC | 30Hz, 50Hz, 5kHz, 10kHz |  | 0.350" (8.90mm) | LCD - Red Characters, Backlight |  |  |  | IP66 - Dust Tight, Water Resistant | No Voltage, Voltage |  |  |  | 1 (Unlimited) |  | Panel Mount | 8 |  | Up | 0°C ~ 50°C | - | Box | Rectangular - 45.00mm x 22.20mm |  | External, Front Panel | 2297975 |  | CUB7 |  | Wire Leads | - | Battery, 3.6VDC, 6 ~ 26VDC (Backlight) | - | 3 | https://www.unikeyic.com/media/about_us/Unikey_ISO_9001_Certification.pdf | https://www.unikeyic.com/products/panel-measuring-instruments-and-accessories/cub7ccr0/22509259.html
CUB7CCS0 | RED LION | 1: 150.6076 | Red Lion Counter, LCD Display, Count Mode Sec, Logic/Voltage Input |  |  | CUB7CC | 30Hz, 50Hz, 5kHz, 10kHz |  | 0.350" (8.90mm) | LCD - Black Characters |  |  |  | IP66 - Dust Tight, Water Resistant | No Voltage, Voltage |  |  |  | 1 (Unlimited) |  | Panel Mount | 8 |  | Up | 0°C ~ 50°C | - | Box | Rectangular - 45.00mm x 22.20mm |  | External, Front Panel | 2297926 |  | CUB7 |  | Wire Leads | - | Battery, 3.6VDC | 0.126 lb (57.15 g) | 172 | https://www.unikeyic.com/media/about_us/Unikey_ISO_9001_Certification.pdf | https://www.unikeyic.com/products/panel-measuring-instruments-and-accessories/cub7ccs0/23566484.html
CUB7CVS0 | RED LION | 1: 130.7525 | Red Lion Counter, LCD Display, Count Mode Sec, Logic/Voltage Input |  |  | CUB7CV | 30Hz, 50Hz, 5kHz, 10kHz |  | 0.350" (8.90mm) | LCD - Black Characters |  |  |  | IP66 - Dust Tight, Water Resistant | Voltage |  |  |  | 1 (Unlimited) |  | Panel Mount | 8 |  | Up | 0°C ~ 50°C | - | Box | Rectangular - 45.00mm x 22.20mm |  | External, Front Panel |  |  | CUB7 |  | Wire Leads | - | Battery, 3.6VDC | 0.126 lb (57.15 g) | 4 | https://www.unikeyic.com/media/about_us/Unikey_ISO_9001_Certification.pdf | https://www.unikeyic.com/products/panel-measuring-instruments-and-accessories/cub7cvs0/21137494.html
CUB7TCS1 | RED LION | 1: 121.0276 | Red Lion Counter, LCD Display, 28 V DC Power, Voltage Input |  |  | CUB7TC | - |  | 0.350" (8.90mm) | LCD - Black Characters |  |  |  | IP66 - Dust Tight, Water Resistant | No Voltage, Voltage |  |  |  | 1 (Unlimited) |  | Panel Mount | 8 |  | Up | 0°C ~ 50°C | - | Bulk | Rectangular - 45.00mm x 22.20mm |  | External, Front Panel | 2608126 |  | CUB7 |  | Wire Leads | Multiple | None Required (Battery Included) | 0.11 lb (49.9 g) | 9 | https://www.unikeyic.com/media/about_us/Unikey_ISO_9001_Certification.pdf | https://www.unikeyic.com/products/panel-measuring-instruments-and-accessories/cub7tcs1/16985096.html
D481MCS10V/2-002 | HOBUT | 1+: 51.9117 5+: 48.5664 10+: 46.786 | HOBUT DC Analog Voltmeter |  | Industrial | [17 empty] | -25℃~40℃ | [15 empty] | 39 | https://www.unikeyic.com/media/about_us/Unikey_ISO_9001_Certification.pdf | https://www.unikeyic.com/products/panel-measuring-instruments-and-accessories/d481mcs10v-2-002/22262333.html
D481MCS30V/2-001 | HOBUT | 1: 63.68 | HOBUT DC Panel Voltmeter |  | Industrial | [17 empty] | -25℃~40℃ | [15 empty] | 35 | https://www.unikeyic.com/media/about_us/Unikey_ISO_9001_Certification.pdf | https://www.unikeyic.com/products/panel-measuring-instruments-and-accessories/d481mcs30v-2-001/14055063.html
D481MCS75MV/4-001 0/10A | HOBUT | 1: 49.9676 5: 46.7414 10: 45.0205 | HOBUT , D48MCseries, 0/10A For Shunt 75mVrange, 1.5 Level accuracy, 48mmx48mmsection |  | Industrial |  |  | D481MCS75MV/4-001 0/10A HOBUT | [14 empty] | -25℃~40℃ | [15 empty] | 13 | https://www.unikeyic.com/media/datasheet/a3/2f/6217/a3/1c3e8b78d9fa481fb20277909b033083.pdf | https://www.unikeyic.com/products/panel-measuring-instruments-and-accessories/d481mcs75mv-4-001-0-10a/18959113.html
D481MCS75MV/4-001 0/1A | HOBUT | 1: 50.9677 5: 47.6745 10: 45.9173 | HOBUT D48MC DC Panel Meter 0/1A Shunt 75mV 1.5% Accuracy 48mm x 48mm |  | Industrial | [17 empty] | -25℃~40℃ | [15 empty] | 9 | https://www.unikeyic.com/media/about_us/Unikey_ISO_9001_Certification.pdf | https://www.unikeyic.com/products/panel-measuring-instruments-and-accessories/d481mcs75mv-4-001-0-1a/14306451.html
D481MCS75MV/4-001 0/300A | HOBUT | 1: 50.9677 5: 47.6745 10: 45.9173 | HOBUT D48MC Series DC Panel Meter, 0/300A For Shunt 75mV, ±1.5% Accuracy, 48mm × 48mm Cutout |  | Industrial |  |  | D481MCS75MV/4-001 0/300A HOBUT | [14 empty] | -25℃~40℃ | [15 empty] | 3 | https://www.unikeyic.com/media/datasheet/b1/4d/9573/b1/5791e5f6d9995c9920aac35faea03030.pdf | https://www.unikeyic.com/products/panel-measuring-instruments-and-accessories/d481mcs75mv-4-001-0-300a/21047315.html
D481MCS75MV/4-001 0/30A | HOBUT | 1: 50.9677 5: 47.6745 10: 45.9173 | HOBUT DC Panel Meter, D48MC Series, 0/30A For Shunt 75mV Range, 1.5% Accuracy, 48mm × 48mm Cutout |  | Industrial |  |  | D481MCS75MV/4-001 0/30A HOBUT | [14 empty] | -25℃~40℃ | [15 empty] | 11 | https://www.unikeyic.com/media/datasheet/a3/2f/6217/a3/1c3e8b78d9fa481fb20277909b033083.pdf | https://www.unikeyic.com/products/panel-measuring-instruments-and-accessories/d481mcs75mv-4-001-0-30a/14428356.html
D481MCS75MV/4-001 0/3A | HOBUT | 1: 52.0079 | HOBUT , D48MCseries, 0/3A For Shunt 75mVrange, 1.5 Level accuracy, 48mmx48mmsection |  | Industrial | [17 empty] | -25℃~40℃ | [15 empty] | 24 | https://www.unikeyic.com/media/about_us/Unikey_ISO_9001_Certification.pdf | https://www.unikeyic.com/products/panel-measuring-instruments-and-accessories/d481mcs75mv-4-001-0-3a/21952378.html
D484565HZ180-300/1-001 | HOBUT | 1: 49.5459 | HOBUT digital panel instrument, Frequency Measurement, 45mmhigh section |  | Industrial |  |  | D484565HZ180-300/1-001 HOBUT | [14 empty] | -25℃~40℃ | [15 empty] | 11 | https://www.unikeyic.com/media/datasheet/a3/2f/6217/a3/1c3e8b78d9fa481fb20277909b033083.pdf | https://www.unikeyic.com/products/panel-measuring-instruments-and-accessories/d484565hz180-300-1-001/22276167.html
D48MIS10A/1-002 | HOBUT | 1: 26.1085 5: 24.368 10: 23.9328 20: 23.9328 50: 23.9328 | HOBUT AC pointer ammeter, D48SDseries, 0/10A Direct Connectedrange, 1.5 Level accuracy, 48mmx48mmsection |  | Industrial |  |  | D48MIS10A/1-002 HOBUT | [14 empty] | -25℃~40℃ | [15 empty] | 8 | https://www.unikeyic.com/media/datasheet/ce/b4/46db/c4/b10fc47b31e2851fcd7afeb2dd55fc33.pdf | https://www.unikeyic.com/products/panel-measuring-instruments-and-accessories/d48mis10a-1-002/22793083.html
D48MIS150V/2-001 | HOBUT | 1: 28.3404 5: 27.3528 10: 26.0777 | HOBUT AC Analog Voltmeter |  | Industrial | [17 empty] | -25℃~40℃ | [15 empty] | 26 | https://www.unikeyic.com/media/about_us/Unikey_ISO_9001_Certification.pdf | https://www.unikeyic.com/products/panel-measuring-instruments-and-accessories/d48mis150v-2-001/19421670.html
D48MIS300V/2-001 | HOBUT | 1: 27.399 5: 27.399 10: 26.9097 20: 26.9097 | HOBUT AC Analog Voltmeter |  | Industrial |  |  | D48MIS300V/2-001 HOBUT | [14 empty] | -25℃~40℃ | [15 empty] | 1 | https://www.unikeyic.com/media/datasheet/ce/b4/46db/b2/cedb1c431a5931f630488cb62c69ec69.pdf | https://www.unikeyic.com/products/panel-measuring-instruments-and-accessories/d48mis300v-2-001/15866196.html
D48MIS40A/1-001 | HOBUT | 1: 25.6401 5: 24.6275 10: 23.5899 | HOBUT AC Analog Panel Meter, D48SD Series, 0/40A Direct Connected, 1.5% Accuracy, 48mm x 48mm Cutout |  | Industrial |  |  | D48MIS40A/1-001 HOBUT | [14 empty] | -25℃~40℃ | [15 empty] | 16 | https://www.unikeyic.com/media/datasheet/a3/2f/6217/a3/1c3e8b78d9fa481fb20277909b033083.pdf | https://www.unikeyic.com/products/panel-measuring-instruments-and-accessories/d48mis40a-1-001/21758845.html
D48MIS5A/2-004 | HOBUT | 1: 25.6401 5: 24.6275 10: 23.5899 | HOBUT AC Analog Meter, D48SD Series, 0/5A Range, 1.5 Class Accuracy, 48mm × 48mm Cutout |  | Industrial |  |  | D48MIS5A/2-004 HOBUT | [14 empty] | -25℃~40℃ | [15 empty] | 29 | https://www.unikeyic.com/media/datasheet/a3/2f/6217/a3/1c3e8b78d9fa481fb20277909b033083.pdf | https://www.unikeyic.com/products/panel-measuring-instruments-and-accessories/d48mis5a-2-004/15821415.html
D48MIS5A/6-003 | HOBUT | 1: 25.6401 5: 24.7525 10: 23.5899 | HOBUT D48SD AC Panel Meter 0/5A Dual Scale 0/10A & 0/3A 1.5% 48mm×48mm |  | Industrial |  |  | D48MIS5A/6-003 HOBUT | [14 empty] | -25℃~40℃ | [15 empty] | 18 | https://www.unikeyic.com/media/datasheet/da/da/f42b/da/e8bfecb18925ea2838b254a8406c19d7.pdf | https://www.unikeyic.com/products/panel-measuring-instruments-and-accessories/d48mis5a-6-003/23364058.html
D721MCS100V/2-001 | HOBUT | 1: 52.0303 5: 48.6682 10: 46.8747 | HOBUT DC Panel Voltmeter |  | Industrial |  |  | D721MCS100V/2-001 HOBUT | [14 empty] | -25℃~40℃ | [15 empty] | 4 | https://www.unikeyic.com/media/datasheet/a3/2f/6217/a3/1c3e8b78d9fa481fb20277909b033083.pdf | https://www.unikeyic.com/products/panel-measuring-instruments-and-accessories/d721mcs100v-2-001/15196229.html
D721MCS30V/2-001 | HOBUT | 1: 52.0303 5: 48.6803 10: 46.8747 | HOBUT DC Analog Voltmeter |  | Industrial |  |  | D721MCS30V/2-001 HOBUT | [14 empty] | -25℃~40℃ | [15 empty] | 10 | https://www.unikeyic.com/media/datasheet/a3/2f/6217/a3/1c3e8b78d9fa481fb20277909b033083.pdf | https://www.unikeyic.com/products/panel-measuring-instruments-and-accessories/d721mcs30v-2-001/20852648.html
D7245-65HZ240/2-001 | HOBUT | 1: 50.324 | HOBUT digital panel instrument, Frequency Measurement, 68mmhigh section |  | Industrial |  |  | D7245-65HZ240/2-001 HOBUT | [14 empty] | -25℃~40℃ | [15 empty] | 35 | https://www.unikeyic.com/media/datasheet/a3/2f/6217/a3/1c3e8b78d9fa481fb20277909b033083.pdf | https://www.unikeyic.com/products/panel-measuring-instruments-and-accessories/d7245-65hz240-2-001/17361084.html
D72MC DIAL 0/100A | HOBUT |  | HOBUT Ammeter Dial, For Shunt 75mV, 0/100A Scale |  | Industrial |  |  | D72MC DIAL 0/100A HOBUT | [14 empty] | -25℃~40℃ | [16 empty] | https://www.unikeyic.com/media/datasheet/91/d1/d412/91/1260d20625ece31d2310f7b4567d986c.pdf | https://www.unikeyic.com/products/panel-measuring-instruments-and-accessories/d72mc-dial-0-100a/18705630.html
D72MC DIAL 0/10A | HOBUT | 5: 1.0205 10: 0.9822 | HOBUT Ammeter Dial, For Shunt 75mV, 0/10A Scale |  | Industrial | [17 empty] | -25℃~40℃ | [15 empty] | 40 | https://www.unikeyic.com/media/about_us/Unikey_ISO_9001_Certification.pdf | https://www.unikeyic.com/products/panel-measuring-instruments-and-accessories/d72mc-dial-0-10a/22778797.html
D72MC75MV/0-100A | HOBUT | 1: 66.5068 5: 61.9017 10: 59.3083 | HOBUT , D72MCseries, 0/100A For Shunt 75mVrange, 1.5 Level accuracy, 72mmx72mmsection |  | Industrial |  |  | D72MC75MV/0-100A HOBUT | [14 empty] | -25℃~40℃ | [15 empty] | 1 | https://www.unikeyic.com/media/datasheet/df/ec/e44e/df/0780fb90cb2390a8d44267bea12fae5f.pdf | https://www.unikeyic.com/products/panel-measuring-instruments-and-accessories/d72mc75mv-0-100a/16351653.html
D72MC75MV/0-300A | HOBUT | 1: 56.5058 5: 52.5825 10: 50.3891 | HOBUT , D72MCseries, 0/300A For Shunt 75mVrange, 1.5 Level accuracy, 72mmx72mmsection |  | Industrial |  |  | D72MC75MV/0-300A HOBUT | [14 empty] | -25℃~40℃ | [15 empty] | 16 | https://www.unikeyic.com/media/datasheet/57/79/eca6/57/961b9134ea1f53da55aecde7873fda10.pdf | https://www.unikeyic.com/products/panel-measuring-instruments-and-accessories/d72mc75mv-0-300a/20686739.html
D72MC75MV/0-30A | HOBUT | 1: 56.5058 5: 52.5825 10: 50.3891 | HOBUT , D72MCseries, 0/30A For Shunt 75mVrange, 1.5 Level accuracy, 72mmx72mmsection |  | Industrial |  |  | D72MC75MV/0-30A HOBUT | [14 empty] | -25℃~40℃ | [15 empty] | 4 | https://www.unikeyic.com/media/datasheet/52/e4/a6ba/52/15a440aabb98ea977498c3746ca47bf7.pdf | https://www.unikeyic.com/products/panel-measuring-instruments-and-accessories/d72mc75mv-0-30a/18748433.html
D72MIS10A/1-002 | HOBUT | 1: 24.2627 5: 22.9523 10: 21.8772 | HOBUT AC pointer ammeter, D72SDseries, 0/10A Direct Connectedrange, 1.5 Level accuracy, 72mmx72mmsection |  | Industrial |  |  | D72MIS10A/1-002 HOBUT | [14 empty] | -25℃~40℃ | [15 empty] | 17 | https://www.unikeyic.com/media/datasheet/a3/2f/6217/a3/1c3e8b78d9fa481fb20277909b033083.pdf | https://www.unikeyic.com/products/panel-measuring-instruments-and-accessories/d72mis10a-1-002/17237178.html
D72MIS150V/2-002 | HOBUT | 1: 26.2777 5: 25.6401 10: 24.5275 | HOBUT AC Panel Voltmeter |  | Industrial | [17 empty] | -25℃~40℃ | [15 empty] | 10 | https://www.unikeyic.com/media/about_us/Unikey_ISO_9001_Certification.pdf | https://www.unikeyic.com/products/panel-measuring-instruments-and-accessories/d72mis150v-2-002/18880299.html
D72MIS25A/1-001 | HOBUT | 1: 24.2627 5: 23.2024 10: 22.2023 | HOBUT AC Panel Meter D72SD Series 0/25A Direct Connected ±1.5% 72mm×72mm Cutout |  | Industrial | [17 empty] | -25℃~40℃ | [15 empty] | 8 | https://www.unikeyic.com/media/about_us/Unikey_ISO_9001_Certification.pdf | https://www.unikeyic.com/products/panel-measuring-instruments-and-accessories/d72mis25a-1-001/16197141.html
D72MIS300V/2-001 | HOBUT | 1: 28.0768 | HOBUT AC Analog Voltmeter |  | Industrial |  |  | D72MIS300V/2-001 HOBUT | [14 empty] | -25℃~40℃ | [15 empty] | 23 | https://www.unikeyic.com/media/datasheet/a3/2f/6217/a3/1c3e8b78d9fa481fb20277909b033083.pdf | https://www.unikeyic.com/products/panel-measuring-instruments-and-accessories/d72mis300v-2-001/23024263.html
D72MIS40A/1-001 | HOBUT | 1: 28.1779 5: 27.4903 10: 26.3027 | HOBUT AC Panel Meter, D72SD Series, 0/40A Direct Connected, 1.5% Accuracy, 72mm × 72mm |  | Industrial |  |  | D72MIS40A/1-001 HOBUT | [14 empty] | -25℃~40℃ | [15 empty] | 11 | https://www.unikeyic.com/media/datasheet/a3/2f/6217/a3/1c3e8b78d9fa481fb20277909b033083.pdf | https://www.unikeyic.com/products/panel-measuring-instruments-and-accessories/d72mis40a-1-001/23578677.html
D72MIS5A6/2-001 NO DIAL | HOBUT | 1: 25.0401 5: 24.1525 10: 23.0274 | HOBUT AC pointer ammeter, D72SDseries, 0/5/30Arange, 1.5 Level accuracy, 72mmx72mmsection |  | Industrial |  |  | D72MIS5A6/2-001 NO DIAL HOBUT | [14 empty] | -25℃~40℃ | [15 empty] | 4 | https://www.unikeyic.com/media/datasheet/a3/2f/6217/a3/1c3e8b78d9fa481fb20277909b033083.pdf | https://www.unikeyic.com/products/panel-measuring-instruments-and-accessories/d72mis5a6-2-001-no-dial/21316236.html
D72MIS60A/1-001 | HOBUT | 1: 25.9401 5: 25.3026 10: 24.215 | HOBUT AC pointer ammeter, D72SDseries, 0/60A Direct Connectedrange, 1.5 Level accuracy, 72mmx72mmsection |  | Industrial |  |  | D72MIS60A/1-001 HOBUT | [14 empty] | -25℃~40℃ | [15 empty] | 41 | https://www.unikeyic.com/media/datasheet/a3/2f/6217/a3/1c3e8b78d9fa481fb20277909b033083.pdf | https://www.unikeyic.com/products/panel-measuring-instruments-and-accessories/d72mis60a-1-001/19885864.html
D72SD DIAL 0/150A | HOBUT | 1: 1.8752 5: 1.8114 10: 1.7349 | HOBUT Ammeter Dial, 0/150A Scale for 150/5A CT |  | Industrial |  |  | D72SD DIAL 0/150A HOBUT | [14 empty] | -25℃~40℃ | [15 empty] | 23 | https://www.unikeyic.com/media/datasheet/a3/2f/6217/a3/1c3e8b78d9fa481fb20277909b033083.pdf | https://www.unikeyic.com/products/panel-measuring-instruments-and-accessories/d72sd-dial-0-150a/17002307.html
D72SD DIAL 0/300/1800A | HOBUT | 1: 1.8752 5: 1.8114 10: 1.7349 | HOBUT Ammeter Dial For 300/5A CT 0/300/1800A |  | Industrial |  |  | D72SD DIAL 0/300/1800A HOBUT | [14 empty] | -25℃~40℃ | [15 empty] | 7 | https://www.unikeyic.com/media/datasheet/a3/2f/6217/a3/1c3e8b78d9fa481fb20277909b033083.pdf | https://www.unikeyic.com/products/panel-measuring-instruments-and-accessories/d72sd-dial-0-300-1800a/21067564.html
D72SD DIAL 0/80/480A | HOBUT | 1: 1.8752 5: 1.7987 10: 1.7349 | HOBUT Ammeter Dial for 80/5A CT 0/80/480A Scale |  | Industrial | [17 empty] | -25℃~40℃ | [15 empty] | 45 | https://www.unikeyic.com/media/about_us/Unikey_ISO_9001_Certification.pdf | https://www.unikeyic.com/products/panel-measuring-instruments-and-accessories/d72sd-dial-0-80-480a/21646735.html
D72SD5A/0-1000A | HOBUT | 1: 26.2902 5: 25.2401 10: 24.1775 | HOBUT D72SD AC Panel Meter, 0/1000A For 1000/5A CT, 1.5% Accuracy, 72mm x 72mm Cutout |  | Industrial |  |  | D72SD5A/0-1000A HOBUT | [14 empty] | -25℃~40℃ | [15 empty] | 25 | https://www.unikeyic.com/media/datasheet/1e/61/3e49/1e/818be4df8f10f6cca861836cb820d670.pdf | https://www.unikeyic.com/products/panel-measuring-instruments-and-accessories/d72sd5a-0-1000a/19149081.html
D72SD5A/0-100A | HOBUT | 1: 25.8901 5: 25.1651 10: 24.1275 | HOBUT AC pointer ammeter, D72SDseries, 0/100A For 100/5A CTrange, 1.5 Level accuracy, 72mmx72mmsection |  | Industrial |  |  | D72SD5A/0-100A HOBUT | [14 empty] | -25℃~40℃ | [15 empty] | 48 | https://www.unikeyic.com/media/datasheet/7b/e0/7291/7b/77a44ed1cb4336045ec8f784238d182e.pdf | https://www.unikeyic.com/products/panel-measuring-instruments-and-accessories/d72sd5a-0-100a/21734497.html
D72SD5A/0-10A | HOBUT | 1: 25.8901 5: 24.8525 10: 23.8149 | HOBUT AC Panel Meter, D72SD Series, 0/10A For 10/5A CT Range, 1.5% Accuracy, 72mm × 72mm Cutout |  | Industrial |  |  | D72SD5A/0-10A HOBUT | [14 empty] | -25℃~40℃ | [15 empty] | 18 | https://www.unikeyic.com/media/datasheet/5d/d3/8e9d/5d/15e23da012ad3f38d915f137d31f0c6f.pdf | https://www.unikeyic.com/products/panel-measuring-instruments-and-accessories/d72sd5a-0-10a/17062148.html
D72SD5A/0-1200A | HOBUT | 1: 25.8901 5: 24.8525 10: 23.8149 | HOBUT AC Panel Meter, D72SD Series, 0/1200A For 1200/5A CT, 1.5% Accuracy, 68mm × 68mm Cutout |  | Industrial |  |  | D72SD5A/0-1200A HOBUT | [14 empty] | -25℃~40℃ | [15 empty] | 3 | https://www.unikeyic.com/media/datasheet/7f/05/aa88/7f/59dfa58cc4d26d849a252727e850ac75.pdf | https://www.unikeyic.com/products/panel-measuring-instruments-and-accessories/d72sd5a-0-1200a/16599976.html
D72SD5A/0-150A | HOBUT | 1: 25.8901 5: 25.1651 10: 24.1275 | HOBUT AC pointer ammeter, D72SDseries, 0/150A For 150/5A CTrange, 1.5 Level accuracy, 72mmx72mmsection |  | Industrial |  |  | D72SD5A/0-150A HOBUT | [14 empty] | -25℃~40℃ | [15 empty] | 19 | https://www.unikeyic.com/media/datasheet/ef/c1/1013/ef/91dbc07463b948aaeeaa6e76fbc99f29.pdf | https://www.unikeyic.com/products/panel-measuring-instruments-and-accessories/d72sd5a-0-150a/17777423.html
D72SD5A/0-200A | HOBUT | 1: 25.8901 5: 25.1651 10: 24.1275 | HOBUT AC pointer ammeter, D72SDseries, 0/200A For 200/5A CTrange, 1.5 Level accuracy, 72mmx72mmsection |  | Industrial |  |  | D72SD5A/0-200A HOBUT | [14 empty] | -25℃~40℃ | [15 empty] | 46 | https://www.unikeyic.com/media/datasheet/72/be/76af/72/b7333c8d134e458c11d8f2fd1b8def94.pdf | https://www.unikeyic.com/products/panel-measuring-instruments-and-accessories/d72sd5a-0-200a/15788100.html
D72SD5A/0-300A | HOBUT | 1: 25.8901 5: 25.1651 10: 24.1275 | HOBUT AC pointer ammeter, D72SDseries, 0/300A For 300/5A CTrange, 1.5 Level accuracy, 72mmx72mmsection |  | Industrial |  |  | D72SD5A/0-300A HOBUT | [14 empty] | -25℃~40℃ | [15 empty] | 8 | https://www.unikeyic.com/media/datasheet/23/a1/1318/23/2c2ff26455dc42d6938082232e0b229e.pdf | https://www.unikeyic.com/products/panel-measuring-instruments-and-accessories/d72sd5a-0-300a/14022369.html
D72SD5A/0-400A | HOBUT | 1: 25.8901 5: 25.1651 10: 24.1275 | HOBUT AC pointer ammeter, D72SDseries, 0/400A For 400/5A CTrange, 1.5 Level accuracy, 72mmx72mmsection |  | Industrial |  |  | D72SD5A/0-400A HOBUT | [14 empty] | -25℃~40℃ | [15 empty] | 36 | https://www.unikeyic.com/media/datasheet/6f/e2/aafe/6f/8ef5e223f96a21c55c093dda82ebcb01.pdf | https://www.unikeyic.com/products/panel-measuring-instruments-and-accessories/d72sd5a-0-400a/21029958.html
D72SD5A/0-500A | HOBUT | 1: 25.8901 5: 24.8525 10: 23.8149 | HOBUT AC pointer ammeter, D72SDseries, 0/500A For 500/5A CTrange, 1.5 Level accuracy, 72mmx72mmsection |  | Industrial |  |  | D72SD5A/0-500A HOBUT | [14 empty] | -25℃~40℃ | [15 empty] | 19 | https://www.unikeyic.com/media/datasheet/21/e1/39c6/21/0807c3f7863fa1d373e37fe36c99ae1d.pdf | https://www.unikeyic.com/products/panel-measuring-instruments-and-accessories/d72sd5a-0-500a/18328509.html
D72SD5A/0-600A | HOBUT |  | HOBUT AC pointer ammeter, D72SDseries, 0/600A For 600/5A CTrange, 1.5 Level accuracy, 72mmx72mmsection |  | Industrial |  |  | D72SD5A/0-600A HOBUT | [14 empty] | -25℃~40℃ | [16 empty] | https://www.unikeyic.com/media/datasheet/14/c3/4eab/14/08be217f7a07a9da242838df1dc62d11.pdf | https://www.unikeyic.com/products/panel-measuring-instruments-and-accessories/d72sd5a-0-600a/20234761.html
D72SD5A/0-800A | HOBUT | 1: 28.7679 5: 27.6191 10: 26.4702 | HOBUT AC pointer ammeter, D72SDseries, 0/800A For 800/5A CTrange, 1.5 Level accuracy, 72mmx72mmsection |  | Industrial |  |  | D72SD5A/0-800A HOBUT | [14 empty] | -25℃~40℃ | [15 empty] | 15 | https://www.unikeyic.com/media/datasheet/0c/eb/6fa7/0c/3f276bcc31900c854cca7a9413bb4101.pdf | https://www.unikeyic.com/products/panel-measuring-instruments-and-accessories/d72sd5a-0-800a/15665446.html
D72SD5A/0-80A | HOBUT | 1: 29.328 5: 28.5029 10: 27.3403 | HOBUT AC pointer ammeter, D72SDseries, 0/80A For 80/5A CTrange, 1.5 Level accuracy, 72mmx72mmsection |  | Industrial |  |  | D72SD5A/0-80A HOBUT | [14 empty] | -25℃~40℃ | [15 empty] | 28 | https://www.unikeyic.com/media/datasheet/22/be/b31a/22/ec7a81d61c769ac125fbc7d99ddb4b2e.pdf | https://www.unikeyic.com/products/panel-measuring-instruments-and-accessories/d72sd5a-0-80a/14991173.html
D72SD5A/2-001 SCALED 0/5A | HOBUT | 1: 27.9654 5: 26.8527 10: 25.7276 | HOBUT AC Analog Panel Meter, D72SD Series, 0/5A Direct Connected, 1.5% Accuracy, 72mm×72mm Cutout |  | Industrial |  |  | D72SD5A/2-001 SCALED 0/5A HOBUT | [14 empty] | -25℃~40℃ | [15 empty] | 32 | https://www.unikeyic.com/media/datasheet/a3/2f/6217/a3/1c3e8b78d9fa481fb20277909b033083.pdf | https://www.unikeyic.com/products/panel-measuring-instruments-and-accessories/d72sd5a-2-001-scaled-0-5a/19742593.html
D96 DIAL 0/300A | HOBUT | 1: 1.8369 5: 1.7604 10: 1.6966 | HOBUT Ammeter Dial 0/300A Scale for 300/5A CT |  | Industrial |  |  | D96 DIAL 0/300A HOBUT | [14 empty] | -25℃~40℃ | [15 empty] | 11 | https://www.unikeyic.com/media/datasheet/f7/85/4b31/f7/aeb86d7185bb6014263e7327095f765f.pdf | https://www.unikeyic.com/products/panel-measuring-instruments-and-accessories/d96-dial-0-300a/23129529.html
D961MCS30V/2-001 | HOBUT | 1: 54.4306 5: 50.9223 10: 48.547 | HOBUT DC Analog Voltmeter |  | Industrial |  |  | D961MCS30V/2-001 HOBUT | [14 empty] | -25℃~40℃ | [15 empty] | 7 | https://www.unikeyic.com/media/datasheet/a3/2f/6217/a3/1c3e8b78d9fa481fb20277909b033083.pdf | https://www.unikeyic.com/products/panel-measuring-instruments-and-accessories/d961mcs30v-2-001/18948636.html
D9645-65HZ240/2-001 | HOBUT | 1: 51.0129 | HOBUT Digital Panel Meter, Frequency Measurement, 92mm H, Cut Face |  | Industrial |  |  | D9645-65HZ240/2-001 HOBUT | [14 empty] | -25℃~40℃ | [15 empty] | 6 | https://www.unikeyic.com/media/datasheet/a3/2f/6217/a3/1c3e8b78d9fa481fb20277909b033083.pdf | https://www.unikeyic.com/products/panel-measuring-instruments-and-accessories/d9645-65hz240-2-001/22049472.html
D96MIS25A/1-001 | HOBUT | 1: 27.9028 5: 26.7902 10: 25.6651 | HOBUT D96SD Series AC Panel Meter, 0/25A Direct Connected, ±1.5% Accuracy, 92mm × 92mm |  | Industrial |  |  | D96MIS25A/1-001 HOBUT | [14 empty] | -25℃~40℃ | [15 empty] | 21 | https://www.unikeyic.com/media/datasheet/a3/2f/6217/a3/1c3e8b78d9fa481fb20277909b033083.pdf | https://www.unikeyic.com/products/panel-measuring-instruments-and-accessories/d96mis25a-1-001/17499010.html
D96MIS300V/2-001 | HOBUT | 1: 37.4538 5: 36.5412 10: 34.9661 | HOBUT AC Panel Voltmeter |  | Industrial |  |  | D96MIS300V/2-001 HOBUT | [14 empty] | -25℃~40℃ | [15 empty] | 22 | https://www.unikeyic.com/media/datasheet/a3/2f/6217/a3/1c3e8b78d9fa481fb20277909b033083.pdf | https://www.unikeyic.com/products/panel-measuring-instruments-and-accessories/d96mis300v-2-001/22022468.html
D96MIS40A/1-001 | HOBUT | 1: 27.9028 5: 26.7902 10: 25.6651 | HOBUT AC pointer ammeter, D96SDseries, 0/40A Direct Connectedrange, 1.5 Level accuracy, 92mmx92mmsection |  | Industrial |  |  | D96MIS40A/1-001 HOBUT | [14 empty] | -25℃~40℃ | [15 empty] | 23 | https://www.unikeyic.com/media/datasheet/a3/2f/6217/a3/1c3e8b78d9fa481fb20277909b033083.pdf | https://www.unikeyic.com/products/panel-measuring-instruments-and-accessories/d96mis40a-1-001/17043722.html
D96MIS5A/2-001 NO DIAL | HOBUT | 1: 26.0277 5: 25.1151 10: 23.9524 | HOBUT AC pointer ammeter, D96SDseries, 0/5Arange, 1.5 Level accuracy, 92mmx92mmsection |  | Industrial |  |  | D96MIS5A/2-001 NO DIAL HOBUT | [14 empty] | -25℃~40℃ | [15 empty] | 1 | https://www.unikeyic.com/media/datasheet/a3/2f/6217/a3/1c3e8b78d9fa481fb20277909b033083.pdf | https://www.unikeyic.com/products/panel-measuring-instruments-and-accessories/d96mis5a-2-001-no-dial/15179805.html
D96MIS5A/2-001 SCALED 0/5A | HOBUT | 1: 29.3905 5: 28.5779 10: 27.3903 | HOBUT AC Panel Meter, D96SD Series, 0/5A Direct Connected, 1.5% Accuracy, 92mm × 92mm Cutout |  | Industrial |  |  | D96MIS5A/2-001 SCALED 0/5A HOBUT | [14 empty] | -25℃~40℃ | [15 empty] | 4 | https://www.unikeyic.com/media/datasheet/a3/2f/6217/a3/1c3e8b78d9fa481fb20277909b033083.pdf | https://www.unikeyic.com/products/panel-measuring-instruments-and-accessories/d96mis5a-2-001-scaled-0-5a/21989157.html
D96MIS5A/4-001 | HOBUT | 1: 30.3906 5: 29.1755 10: 27.9591 | HOBUT Analog Panel Meter, D96SD Series, FSD 0/5A Dual Scale 0/10A & 0/3A Range, 1.5% Accuracy, 92mm × 92mm Cutout |  | Industrial |  |  | D96MIS5A/4-001 HOBUT | [14 empty] | -25℃~40℃ | [15 empty] | 9 | https://www.unikeyic.com/media/datasheet/a3/2f/6217/a3/1c3e8b78d9fa481fb20277909b033083.pdf | https://www.unikeyic.com/products/panel-measuring-instruments-and-accessories/d96mis5a-4-001/19044063.html
D96MIS5A6/2-001 NO DIAL | HOBUT | 1: 26.0277 5: 25.1151 10: 23.9524 | HOBUT AC pointer ammeter, D96SDseries, 0/5/30Arange, 1.5 Level accuracy, 92mmx92mmsection |  | Industrial |  |  | D96MIS5A6/2-001 NO DIAL HOBUT | [14 empty] | -25℃~40℃ | [15 empty] | 9 | https://www.unikeyic.com/media/datasheet/a3/2f/6217/a3/1c3e8b78d9fa481fb20277909b033083.pdf | https://www.unikeyic.com/products/panel-measuring-instruments-and-accessories/d96mis5a6-2-001-no-dial/22501185.html
D96MIS60A/1-001 | HOBUT | 1: 30.3656 5: 29.6155 10: 28.3404 | HOBUT AC pointer ammeter, D96SDseries, 0/60A Direct Connectedrange, 1.5 Level accuracy, 92mmx92mmsection |  | Industrial |  |  | D96MIS60A/1-001 HOBUT | [14 empty] | -25℃~40℃ | [15 empty] | 1 | https://www.unikeyic.com/media/datasheet/a3/2f/6217/a3/1c3e8b78d9fa481fb20277909b033083.pdf | https://www.unikeyic.com/products/panel-measuring-instruments-and-accessories/d96mis60a-1-001/19966115.html
D96SD500V/2-001 | HOBUT | 1: 36.8022 | HOBUT AC Voltmeter |  | Industrial |  |  | D96SD500V/2-001 HOBUT | [14 empty] | -25℃~40℃ | [15 empty] | 11 | https://www.unikeyic.com/media/datasheet/a3/2f/6217/a3/1c3e8b78d9fa481fb20277909b033083.pdf | https://www.unikeyic.com/products/panel-measuring-instruments-and-accessories/d96sd500v-2-001/21316144.html
DCA-20PC-3-DC1-RL-C | Murata Power Solutions | 1: 49.7945 | () LED - - Frame Bezel |  | Commercial Grade | [10 empty] | 26.4mm*35mm*22mm |  |  |  | panel mount |  |  | 0℃~60℃ | [15 empty] | 13 | https://www.unikeyic.com/media/about_us/Unikey_ISO_9001_Certification.pdf | https://www.unikeyic.com/products/panel-measuring-instruments-and-accessories/dca-20pc-3-dc1-rl-c/779097155.html
DCA-20PC-4-DC4-RL-C | Murata Power Solutions | 1: 59.0003 | AMMETER 0-199.9MA LED PANEL MNT |  | Commercial Grade | [10 empty] | 26.4mm*35mm*22mm |  |  |  | panel mount |  |  | 0℃~60℃ | [15 empty] | 7 | https://www.unikeyic.com/media/about_us/Unikey_ISO_9001_Certification.pdf | https://www.unikeyic.com/products/panel-measuring-instruments-and-accessories/dca-20pc-4-dc4-rl-c/779117104.html
DCA-20PC-5-DC1-RL-C | Murata Power Solutions | 1: 62.3661 | DC Ammeter 2A 5-40V Power |  | Commercial Grade | [10 empty] | 26.4mm*35mm*22mm |  |  |  | panel mount |  |  | 0℃~60℃ | [15 empty] | 51 | https://www.unikeyic.com/media/about_us/Unikey_ISO_9001_Certification.pdf | https://www.unikeyic.com/products/panel-measuring-instruments-and-accessories/dca-20pc-5-dc1-rl-c/779121734.html
DCA-20PC-5-DC4-RL-C | Murata Power Solutions | 1: 79.5362 | DC Ammeter 2A 8-36V Iso Power |  | Commercial Grade | [10 empty] | 26.4mm*35mm*22mm |  |  |  | panel mount |  |  | 0℃~60℃ | [15 empty] | 3 | https://www.unikeyic.com/media/about_us/Unikey_ISO_9001_Certification.pdf | https://www.unikeyic.com/products/panel-measuring-instruments-and-accessories/dca-20pc-5-dc4-rl-c/779122516.html
DCA-20PC-6-DC1-RL-C | Murata Power Solutions | 1: 73.1039 5: 71.7984 | DPM, DC AMMETER, 20A, 5-40VDC, POWER; No. of Digits / Alpha:3-1/2; Meter Function:DC Current; Meter Range:0A to 19.99A; Digit Height:9.4mm; Panel Cutout Height:21.29mm; Panel Cutout Width:33.93mm; Supply Voltage Min:5VDC |  | Commercial Grade | [10 empty] | 26.4mm*35mm*22mm |  |  |  | panel mount |  |  | 0℃~60℃ | [15 empty] | 42 | https://www.unikeyic.com/media/about_us/Unikey_ISO_9001_Certification.pdf | https://www.unikeyic.com/products/panel-measuring-instruments-and-accessories/dca-20pc-6-dc1-rl-c/779116460.html
DCA-20PC-6-DC1-RL-C | Murata Manufacturing | 1: 75.647 12: 63.5173 24: 59.6188 60: 59.1103 108: 56.9294 | Murata Power Solutions DC digital ammeter, ±0.15%accuracy, 33.93mmx21.29mmsection |  |  | DCA-20PC |  |  | 0.370" (9.40mm) | LED - Red Characters | Built In Shunts |  |  | - |  |  | 0 ~ 19.99A | Current | Not Applicable |  | Panel Mount - Bezel | 3.5 |  |  | 0°C ~ 60°C | - | Box | Rectangular - 33.93mm x 21.29mm |  |  |  |  | DCA-20PC |  | Screw Terminal |  | 5 ~ 40VDC | 0.037 lb (16.78 g) | 178 | https://www.unikeyic.com/media/datasheet/3e/f1/08a8/3e/7aad3ce54c2af4a610bff0c9401e978b.pdf | https://www.unikeyic.com/products/panel-measuring-instruments-and-accessories/dca-20pc-6-dc1-rl-c/17126571.html
DCA-20PC-6-DC4-RL-C | Murata Power Solutions | 1: 84.9225 5: 84.9225 | DPM, LED, RED, DC AMMETER; No. of Digits / Alpha:3-1/2; Meter Function:DC Current; Meter Range:0A to 19.99A; Digit Height:9.4mm; Panel Cutout Height:21.29mm; Panel Cutout Width:33.93mm; Supply Voltage Min:8VDC; Supply Vo |  | Commercial Grade | [10 empty] | 26.4mm*35mm*22mm |  |  |  | panel mount |  |  | 0℃~60℃ | [15 empty] | 102 | https://www.unikeyic.com/media/about_us/Unikey_ISO_9001_Certification.pdf | https://www.unikeyic.com/products/panel-measuring-instruments-and-accessories/dca-20pc-6-dc4-rl-c/779133076.html
DCA-20PC-6-DC4-RL-C | Murata Manufacturing | 1: 112.2055 12: 89.1118 24: 74.2071 | Murata Power Solutions DC Digital Ammeter ±0.15% Accuracy 33.93mm × 21.29mm Face |  |  | DCA-20PC |  |  | 0.370" (9.40mm) | LED - Red Characters | Built In Shunts |  |  | - |  |  | 0 ~ 19.99A | Current | Not Applicable |  | Panel Mount - Bezel | 3.5 |  |  | 0°C ~ 60°C | - | Box | Rectangular - 33.93mm x 21.29mm |  |  |  |  | DCA-20PC |  | Screw Terminal |  | 8 ~ 36VDC | 0.037 lb (16.78 g) | 96 | https://www.unikeyic.com/media/datasheet/3e/f1/08a8/3e/7aad3ce54c2af4a610bff0c9401e978b.pdf | https://www.unikeyic.com/products/panel-measuring-instruments-and-accessories/dca-20pc-6-dc4-rl-c/17883196.html
DCA5-20PC-1-DC1-RL-C | Murata Manufacturing | 1: 91.885 12: 74.1732 24: 58.5227 | Murata Power Solutions DC digital ammeter, ±0.15 %accuracy, 46.38mmx32.51mmsection |  |  | DCA5-20PC |  |  | 0.370" (9.40mm) | LED - Red Characters | - |  |  | - |  |  | 0 ~ 1000A | Current | Not Applicable |  | Panel Mount - Bezel | 3.5 |  |  | 0°C ~ 60°C | - | Box | Rectangular - 33.93mm x 21.29mm |  |  | 1926131 |  | DCA5-20PC |  | Screw Terminal |  | 5 ~ 40VDC | 0.037 lb (16.78 g) | 9 | https://www.unikeyic.com/media/datasheet/4c/03/c747/4c/7400738db01f8bff676ac22d7d2fddd0.pdf | https://www.unikeyic.com/products/panel-measuring-instruments-and-accessories/dca5-20pc-1-dc1-rl-c/18310038.html
DCA5-20PC-1-DC1-RL-C | Murata Power Solutions | 1: 60.8937 5: 59.6686 | LED Ammeter, 5-40VDC 50-500A, Red |  | Commercial Grade | [10 empty] | 25.4mm*35mm*22mm |  |  |  | panel mount |  |  | 0℃~60℃ | [15 empty] | 20 | https://www.unikeyic.com/media/about_us/Unikey_ISO_9001_Certification.pdf | https://www.unikeyic.com/products/panel-measuring-instruments-and-accessories/dca5-20pc-1-dc1-rl-c/779132197.html
DCA5-20PC-1-DC4-RL-C | Murata Power Solutions | 1: 57.661 | () LED - - Frame Bezel |  | Commercial Grade | [10 empty] | 25.4mm*35mm*22mm |  |  |  | panel mount |  |  | 0℃~60℃ | [15 empty] | 28 | https://www.unikeyic.com/media/about_us/Unikey_ISO_9001_Certification.pdf | https://www.unikeyic.com/products/panel-measuring-instruments-and-accessories/dca5-20pc-1-dc4-rl-c/779124900.html
DCA5-20PC-2-DC4-RL-C | Murata Power Solutions | 1: 57.661 | () LED - - Frame Bezel |  | Commercial Grade | [10 empty] | 25.4mm*35mm*22mm |  |  |  | panel mount |  |  | 0℃~60℃ | [15 empty] | 50 | https://www.unikeyic.com/media/about_us/Unikey_ISO_9001_Certification.pdf | https://www.unikeyic.com/products/panel-measuring-instruments-and-accessories/dca5-20pc-2-dc4-rl-c/779128239.html
DCA5-20PC-2-DC4-RL-C | Murata Manufacturing | 2: 80.245 7: 76.901 | Murata Power Solutions DC Digital Ammeter, ±0.15% Accuracy, 33.93mm × 21.29mm |  |  | DCA5-20PC |  |  | 0.370" (9.40mm) | LED - Red Characters | - |  |  | - |  |  | 0 ~ 2000A | Current | Not Applicable |  | Panel Mount - Bezel | 3.5 |  |  | 0°C ~ 60°C | - | Box | Rectangular - 33.93mm x 21.29mm |  |  |  |  | DCA5-20PC |  | Screw Terminal |  | 8 ~ 36VDC | 0.037 lb (16.78 g) | 10 | https://www.unikeyic.com/media/datasheet/4c/03/c747/4c/7400738db01f8bff676ac22d7d2fddd0.pdf | https://www.unikeyic.com/products/panel-measuring-instruments-and-accessories/dca5-20pc-2-dc4-rl-c/18248589.html
DCM20-1-DC5-R-C | Murata Manufacturing | 1: 141.3065 12: 116.6273 24: 108.6834 60: 103.4402 108: 82.829 | Three-Function DC Power Meters |  |  | DCM20-1 |  |  | 0.360" (9.14mm) | LED - Red Characters | - |  |  | - |  |  | Multiple | Current, Voltage, Wattage | Not Applicable |  | Panel Mount - Surface | 4 |  |  | 0°C ~ 60°C | - | Box | Rectangular - 37.47mm x 22.23mm |  |  | 9451554 |  | DCM20 |  | Screw Terminal |  | 9 ~ 72VDC |  | 78 | https://www.unikeyic.com/media/datasheet/e8/de/701b/e8/ec7a561729913a641e95a686b8c1e5cf.pdf | https://www.unikeyic.com/products/panel-measuring-instruments-and-accessories/dcm20-1-dc5-r-c/15043167.html
DCM20-1-DC5-R-C | Murata Power Solutions | 1: 100.9809 5: 100.9809 10: 100.9809 | DIGITAL DISPLAY, 9-72V, 4DIGIT, DC POWER; No. of Digits / Alpha:4; Meter Function:DC Current / DC Voltage / Power; Meter Range:0A to 1200A / 0.5V to 72V / 0W to 96kW; Digit Height:9.14mm; Panel Cutout Height:22.23mm; Pan | [12 empty] | 53.3mm*36.3mm*13mm |  |  |  | panel mount | [18 empty] | 24 | https://www.unikeyic.com/media/about_us/Unikey_ISO_9001_Certification.pdf | https://www.unikeyic.com/products/panel-measuring-instruments-and-accessories/dcm20-1-dc5-r-c/779096692.html
DCT-S211C | DELTA Electronics | 1: 91.1304 | 、200A | Current Transformer |  | DCT-S211 | [5 empty] | DPM Series | - | [5 empty] | Not Applicable | [7 empty] | Box |  |  |  | 9861797 |  | DCT | Clamp On, 200A |  |  |  |  | 5 | https://www.unikeyic.com/media/about_us/Unikey_ISO_9001_Certification.pdf | https://www.unikeyic.com/products/panel-measuring-instruments-and-accessories/dct-s211c/17094731.html
DCT-S251C | DELTA Electronics | 1: 109.4113 | 、600 A | Current Transformer |  | DCT-S251 | [5 empty] | DPM Series | - | [5 empty] | Not Applicable | [7 empty] | Box |  |  |  | 9861801 |  | DCT | Clamp On, 600A |  |  |  |  | 6 | https://www.unikeyic.com/media/about_us/Unikey_ISO_9001_Certification.pdf | https://www.unikeyic.com/products/panel-measuring-instruments-and-accessories/dct-s251c/15980252.html
DCT-S2A1C | DELTA Electronics | 1: 377.9568 | 2500A CONTROL TRANSFORMER | [25 empty] | On sale | [9 empty] | 12 | https://www.unikeyic.com/media/about_us/Unikey_ISO_9001_Certification.pdf | https://www.unikeyic.com/products/panel-measuring-instruments-and-accessories/dct-s2a1c/21683878.html
DCT-S301C | DELTA Electronics | 1: 88.1344 | 、100 A | Current Transformer |  | DCT-S301 | [5 empty] | DPM Series | - | [5 empty] | Not Applicable | [7 empty] | Box |  |  |  | 9861808 |  | DCT | Clamp On, 100A |  |  |  |  | 5 | https://www.unikeyic.com/media/about_us/Unikey_ISO_9001_Certification.pdf | https://www.unikeyic.com/products/panel-measuring-instruments-and-accessories/dct-s301c/17242593.html
DFR0244-B | DFROBOT | 4: 4.7829 50: 4.5989 100: 4.415 | LED Current Meter 10A, Blue |  |  | DFR0244 |  |  | - | LED - Blue Characters | - |  |  | - |  |  | 0 ~ 9.99A | Current | 1 (Unlimited) |  | Panel Mount | 3 |  |  | - | - | Bulk | Rectangular - 45.50mm x 26.50mm |  |  | 6588431 |  | - |  | Connector |  | 4 ~ 30VDC | 0.051 lb (23.13 g) | 200 | https://www.unikeyic.com/media/datasheet/26/77/daad/26/d12affb3157970e99c5b90857ac3bd69.pdf | https://www.unikeyic.com/products/panel-measuring-instruments-and-accessories/dfr0244-b/19517491.html
DFR0244-G | DFROBOT | 4: 4.7829 50: 4.5989 100: 4.415 | LED Current Meter 10A, Green |  |  | DFR0244 |  |  | - | LED - Green Characters | - |  |  | - |  |  | 0 ~ 9.99A | Current | 1 (Unlimited) |  | Panel Mount | 3 |  |  | - | - | Bulk | Rectangular - 45.50mm x 26.50mm |  |  | 6588433 |  | - |  | Connector |  | 4 ~ 30VDC | 0.051 lb (23.13 g) | 200 | https://www.unikeyic.com/media/datasheet/26/77/daad/26/d12affb3157970e99c5b90857ac3bd69.pdf | https://www.unikeyic.com/products/panel-measuring-instruments-and-accessories/dfr0244-g/15406885.html
DFR0244-R | DFROBOT | 4: 4.7829 50: 4.5989 100: 4.415 | LED Current Meter, 10A, Red |  |  | DFR0244 |  |  | - | LED - Red Characters | - |  |  | - |  |  | 0 ~ 9.99A | Current | 1 (Unlimited) |  | Panel Mount | 3 |  |  | - | - | Bulk | Rectangular - 45.50mm x 26.50mm |  |  | 6588432 |  | - |  | Connector |  | 4 ~ 30VDC | 0.051 lb (23.13 g) | 200 | https://www.unikeyic.com/media/datasheet/26/77/daad/26/d12affb3157970e99c5b90857ac3bd69.pdf | https://www.unikeyic.com/products/panel-measuring-instruments-and-accessories/dfr0244-r/16761326.html
DFR0245-G | DFROBOT | 3: 6.6619 50: 6.4057 100: 6.1495 | LED Current Meter, 50A |  |  | DFR0245 |  |  | - | LED - Green Characters | - |  |  | - |  |  | 0 ~ 50A | Current | 1 (Unlimited) |  | Panel Mount | 3 |  |  |  | - | Bulk | Rectangular - 45.50mm x 26.50mm |  |  |  |  | - |  | Connector |  | 4 ~ 30VDC | 0.051 lb (23.13 g) | 200 | https://www.unikeyic.com/media/pdf/HTMLDatasheet/dfrobot/62/ab/a9c0/dfr0245-g/2025/11/dfr0245.pdf | https://www.unikeyic.com/products/panel-measuring-instruments-and-accessories/dfr0245-g/20754653.html
DFR0245-R | DFROBOT | 3: 6.6619 50: 6.4057 100: 6.1495 | LED Current Meter, 50A |  |  | DFR0245 |  |  | - | LED - Red Characters | - |  |  | - |  |  | 0 ~ 50A | Current | 1 (Unlimited) |  | Panel Mount | 3 |  |  |  | - | Bulk | Rectangular - 45.50mm x 26.50mm |  |  | 6588435 |  | - |  | Connector |  | 4 ~ 30VDC | 0.051 lb (23.13 g) | 200 | https://www.unikeyic.com/media/pdf/HTMLDatasheet/dfrobot/62/ab/a9c0/dfr0245-g/2025/11/dfr0245.pdf | https://www.unikeyic.com/products/panel-measuring-instruments-and-accessories/dfr0245-r/21038679.html
DK190 | C-TON Industries | 1: 52.5284 | LCD - |  |  | - |  |  | 0.500" (12.70mm) | LCD - Black Characters | - |  |  | - |  |  | 4 ~ 20mA | Process | Not Applicable |  | Panel Mount | 3.5 |  |  | 0°C ~ 50°C | - | Bulk | Rectangular - 56.40mm x 25.40mm |  |  |  |  | DK190 |  | Screw Terminal |  | Loop Power | - | 2 | https://www.unikeyic.com/media/about_us/Unikey_ISO_9001_Certification.pdf | https://www.unikeyic.com/products/panel-measuring-instruments-and-accessories/dk190/21562568.html
DK197P | C-TON Industries | 1: 57.7477 | LCD - 、Backlight |  |  | DK197 |  |  | 0.449" (11.40mm) | LCD - Green Characters, Backlight | - |  |  | - |  |  | 0 ~ 10VDC | Process | Not Applicable |  | Panel Mount | 3.5 |  |  | 0°C ~ 50°C | - | Box | Rectangular - 61.00mm x 25.40mm |  |  |  |  | DK190V EPIC |  | Screw Terminal |  | 12VDC, 24VDC (Backlight) | - | 8 | https://www.unikeyic.com/media/datasheet/d9/79/d0c8/d979d0c850e892842025a979821675fd.pdf | https://www.unikeyic.com/products/panel-measuring-instruments-and-accessories/dk197p/16135340.html
DK198 | C-TON Industries | 1: 57.7477 | LCD - 、Backlight |  |  | - |  |  | 0.449" (11.40mm) | LCD - Red Characters, Backlight | - |  |  | - |  |  | 0 ~ 10VDC | Process | Not Applicable |  | Panel Mount | 3.5 |  |  | 0°C ~ 50°C | - | Bulk | Rectangular - 61.00mm x 25.40mm |  |  |  |  | DK190V EPIC |  | Screw Terminal |  | 12VDC, 24VDC (Backlight) | - | 1 | https://www.unikeyic.com/media/about_us/Unikey_ISO_9001_Certification.pdf | https://www.unikeyic.com/products/panel-measuring-instruments-and-accessories/dk198/15999990.html
DK201 | C-TON Industries | 1: 51.4151 10: 42.3563 25: 39.9265 50: 38.4139 100: 37.1347 250: 35.7427 | () LCD - |  |  | - |  |  | 0.354" (9.00mm) | LCD - Black Characters | - |  |  | - |  |  | ±200mVDC | Voltage | Not Applicable |  | Panel Mount | 3.5 |  |  | 0°C ~ 50°C | Reference | Bulk | Rectangular - 40.90mm x 22.00mm |  |  | 263483 |  | DK200 |  | PC Pin |  | 5VDC | - | 35 | https://www.unikeyic.com/media/about_us/Unikey_ISO_9001_Certification.pdf | https://www.unikeyic.com/products/panel-measuring-instruments-and-accessories/dk201/14527410.html
DK202 | C-TON Industries | 1: 33.0877 | () LCD - |  |  | - |  |  | 0.354" (9.00mm) | LCD - Black Characters | - |  |  | - |  |  | ±2VDC | Voltage | Not Applicable |  | Panel Mount | 3.5 |  |  | 0°C ~ 50°C | Reference | Bulk | Rectangular - 40.90mm x 22.00mm |  |  |  |  | DK200 |  | PC Pin |  | 5VDC | - | 19 | https://www.unikeyic.com/media/about_us/Unikey_ISO_9001_Certification.pdf | https://www.unikeyic.com/products/panel-measuring-instruments-and-accessories/dk202/17655126.html
DK302 | C-TON Industries | 1: 33.0877 | LCD Digital Panel Meters |  |  | - |  |  | 0.472" (12.00mm) | LCD - Black Characters | - |  |  | - |  |  | ±2VDC | Voltage | Not Applicable |  | Panel Mount - Surface, Window | 3.5 |  |  | 0°C ~ 50°C | Reference | Bulk | Rectangular - 58.40mm x 22.40mm |  |  | 263463 |  | DK100/300 |  | PC Pin |  | 5VDC | - | 784 | https://www.unikeyic.com/media/datasheet/53/69/80b7/53/2c27f0450b3ffc2c0dc1f251b80558a3.pdf | https://www.unikeyic.com/products/panel-measuring-instruments-and-accessories/dk302/18791304.html
DK332 | C-TON Industries | 1: 40.9003 | () LCD - 、 - surface、window |  |  | - |  |  | 0.472" (12.00mm) | LCD - Black Characters, Green Backlight | - |  |  | - |  |  | ±2VDC | Voltage | Not Applicable |  | Panel Mount - Surface, Window | 3.5 |  |  | 0°C ~ 50°C | Reference | Bulk | Rectangular - 58.40mm x 22.40mm |  |  | 263468 |  | DK100/300 |  | PC Pin |  | 5VDC | - | 37 | https://www.unikeyic.com/media/datasheet/53/69/80b7/53/2c27f0450b3ffc2c0dc1f251b80558a3.pdf | https://www.unikeyic.com/products/panel-measuring-instruments-and-accessories/dk332/21441578.html
DK590 | C-TON Industries | 1: 52.5284 | LCD - |  |  | - |  |  | 0.472" (12.00mm) | LCD - Black Characters | - |  |  | - |  |  | 4 ~ 20mA | Process | Not Applicable |  | Panel Mount | 3.5 |  |  | 0°C ~ 50°C | - | Bulk | Rectangular - 60.70mm x 24.90mm |  |  |  |  | DK590 |  | Screw Terminal |  | Loop Power | - | 2 | https://www.unikeyic.com/media/about_us/Unikey_ISO_9001_Certification.pdf | https://www.unikeyic.com/products/panel-measuring-instruments-and-accessories/dk590/15595703.html
DK605 | C-TON Industries | 1: 34.1247 | VOLTMETER 2VDC LED PANEL MOUNT |  |  | - |  |  | 0.560" (14.20mm) | LED - Red Characters | Bezel Sold Separately |  |  | - |  |  | ±2VDC | Voltage | Not Applicable |  | Panel Mount - Window | 3.5 |  |  | 0°C ~ 50°C | - | Bulk | Rectangular - 52.10mm x 20.60mm |  |  | 263495 |  | DK600 |  | PC Pin |  | 5VDC | 0.72 oz (20.41 g) | 14 | https://www.unikeyic.com/media/about_us/Unikey_ISO_9001_Certification.pdf | https://www.unikeyic.com/products/panel-measuring-instruments-and-accessories/dk605/21863402.html
DK616 | C-TON Industries | 1: 44.9524 | () LED - |  |  | - |  |  | 0.560" (14.20mm) | LED - Red Characters | - |  |  | - |  |  | ±20VDC | Voltage | Not Applicable |  | Panel Mount | 3.5 |  |  | 0°C ~ 50°C | - | Box | Rectangular - 71.77mm x 32.02mm |  |  | 2699188 |  | DK610 |  | PC Pin |  | 5VDC | 0.063 lb (28.58 g) | 1 | https://www.unikeyic.com/media/about_us/Unikey_ISO_9001_Certification.pdf | https://www.unikeyic.com/products/panel-measuring-instruments-and-accessories/dk616/18429289.html
DK799P | C-TON Industries | 1: 64.9333 | LCD - |  |  | - |  |  | 0.449" (11.40mm) | LCD - Black Characters | - |  |  | - |  |  | 0 ~ 10VDC | Process | Not Applicable |  | Panel Mount | 4.5 |  |  | 0°C ~ 50°C | - | Box | Rectangular - 61.00mm x 25.40mm |  |  |  |  | DK790V EPIC |  | Screw Terminal |  | 12VDC, 24VDC | - | 3 | https://www.unikeyic.com/media/datasheet/4a/5e/da77/33/c9e7b6ac68e95aeb34c15ca4a289a420.pdf | https://www.unikeyic.com/products/panel-measuring-instruments-and-accessories/dk799p/19224554.html
DK800P | C-TON Industries | 1: 71.1148 | LCD - 、 |  |  | - |  |  | 0.449" (11.40mm) | LCD - Black Characters, Green Backlight | - |  |  | - |  |  | 0 ~ 10VDC | Process | Not Applicable |  | Panel Mount | 4.5 |  |  | 0°C ~ 50°C | - | Box | Rectangular - 61.00mm x 25.40mm |  |  |  |  | DK790V EPIC |  | Screw Terminal |  | 12VDC, 24VDC | - | 5 | https://www.unikeyic.com/media/datasheet/4a/5e/da77/33/c9e7b6ac68e95aeb34c15ca4a289a420.pdf | https://www.unikeyic.com/products/panel-measuring-instruments-and-accessories/dk800p/19974700.html
DK859P | C-TON Industries | 1: 61.2252 | LCD - 、Backlight |  |  | - |  |  | 1.000" (24.90mm) | LCD - Red Characters, Backlight | - |  |  | - |  |  | 0 ~ 10VDC | Process | Not Applicable |  | Panel Mount | 3.5 |  |  | -10°C ~ 50°C | - | Box | Rectangular - 92.00mm x 45.00mm |  |  | 3594521 |  | DK809 |  | Screw Terminal |  | 12VDC, 24VDC | - | 1 | https://www.unikeyic.com/media/datasheet/4a/5e/da77/fb/62e4cabc7b8dbdba33d4f88dcd6bc6d7.pdf | https://www.unikeyic.com/products/panel-measuring-instruments-and-accessories/dk859p/21349916.html
DLA-301BL | C-TON Industries | 1: 47.9137 | VOLTMETER 2VDC LED PANEL MOUNT |  |  | - |  |  | 0.560" (14.20mm) | LED - Blue Characters | Bezel Sold Separately |  |  | - |  |  | ±2VDC | Voltage | Not Applicable |  | Panel Mount | 3.5 |  |  | 0°C ~ 50°C | Reference | Bulk | Rectangular - 53.80mm x 22.30mm |  |  | 464970 |  | DK630-640 |  | PC Pin |  | 5VDC | - | 5 | https://www.unikeyic.com/media/about_us/Unikey_ISO_9001_Certification.pdf | https://www.unikeyic.com/products/panel-measuring-instruments-and-accessories/dla-301bl/17174880.html
DLA-BEZ-20-G | C-TON Industries | 1: 7.5308 | rectangle 46.50mm x 32.50mm external dimensions | Bezel | [7 empty] | DLA Series | Bezel, Hardware | [5 empty] | Not Applicable | [7 empty] | Bulk |  |  |  | 7426884 |  | DLA-200LED | Rectangular 46.50mm x 32.50mm Outside Dim |  |  |  |  | 6 | https://www.unikeyic.com/media/datasheet/92/7b/2f52/92/e988776a10bb1d8b6ab3437fa4839227.pdf | https://www.unikeyic.com/products/panel-measuring-instruments-and-accessories/dla-bez-20-g/15728358.html
DLA20-ACA-B-2 | C-TON Industries | 1: 67.0836 | () LED - - Frame Bezel |  |  | DLA20-ACA |  |  | 0.370" (9.40mm) | LED - Blue Characters | - |  |  | - |  |  | 0 ~ 19.99A | Current | Not Applicable |  | Panel Mount - Bezel | 3.5 |  |  | -10°C ~ 50°C | - | Bulk | Rectangular - 33.93mm x 21.29mm |  |  | 7426782 |  | DLA20-ACA |  | Screw Terminal |  | 85 ~ 264VAC |  | 10 | https://www.unikeyic.com/media/datasheet/ba/1a/ff09/ba/44e19a19926ee0478be775d73513d1ad.pdf | https://www.unikeyic.com/products/panel-measuring-instruments-and-accessories/dla20-aca-b-2/19694590.html
DLA20-ACA-B-4 | C-TON Industries | 1: 67.0836 | () LED - - Frame Bezel |  |  | DLA20-ACA |  |  | 0.370" (9.40mm) | LED - Blue Characters | - |  |  | - |  |  | 0 ~ 100A | Current | Not Applicable |  | Panel Mount - Bezel | 3.5 |  |  | -10°C ~ 50°C | - | Bulk | Rectangular - 33.93mm x 21.29mm |  |  | 7426786 |  | DLA20-ACA |  | Screw Terminal |  | 85 ~ 264VAC |  | 1 | https://www.unikeyic.com/media/datasheet/ba/1a/ff09/ba/44e19a19926ee0478be775d73513d1ad.pdf | https://www.unikeyic.com/products/panel-measuring-instruments-and-accessories/dla20-aca-b-4/20966220.html
DLA20-ACA-R-1 | C-TON Industries | 1: 70.4116 | () LED - - Frame Bezel |  |  | DLA20-ACA |  |  | 0.370" (9.40mm) | LED - Red Characters | - |  |  | - |  |  | 0 ~ 1.999A | Current | Not Applicable |  | Panel Mount - Bezel | 3.5 |  |  | -10°C ~ 50°C | - | Bulk | Rectangular - 33.93mm x 21.29mm |  |  |  |  | DLA20-ACA |  | Screw Terminal |  | 85 ~ 264VAC |  | 5 | https://www.unikeyic.com/media/datasheet/ba/1a/ff09/ba/44e19a19926ee0478be775d73513d1ad.pdf | https://www.unikeyic.com/products/panel-measuring-instruments-and-accessories/dla20-aca-r-1/19203514.html
DLA20-ACA5-10-AC1-G | C-TON Industries | 1: 59.0976 | () LED - - Frame Bezel |  |  | DLA20-ACA |  |  | 0.370" (9.40mm) | LED - Green Characters | - |  |  | - |  |  | 0 ~ 600A | Current | Not Applicable |  | Panel Mount - Bezel | 3.5 |  |  | -10°C ~ 50°C | - | Bulk | Rectangular - 33.93mm x 21.29mm |  |  | 7426820 |  | DLA20-ACA5 |  | Screw Terminal |  | 85 ~ 264VAC |  | 1 | https://www.unikeyic.com/media/datasheet/37/96/a8a4/37/1d812d8c0b5f1791aa5f439c8e025cdb.pdf | https://www.unikeyic.com/products/panel-measuring-instruments-and-accessories/dla20-aca5-10-ac1-g/17671167.html
DLA20-ACA5-2-AC1-R | C-TON Industries | 1: 56.0943 | AMMETER 0-75A LED PANEL MOUNT |  |  |  |  | DLA20-ACA5-2-AC1-R C-TON Industries | [11 empty] | panel mount |  |  | -10℃~50℃ | [5 empty] | On sale | [9 empty] | 1 | https://www.unikeyic.com/media/datasheet/37/96/a8a4/37/1d812d8c0b5f1791aa5f439c8e025cdb.pdf | https://www.unikeyic.com/products/panel-measuring-instruments-and-accessories/dla20-aca5-2-ac1-r/15020561.html
DLA20-ACA5-3-AC1-B | C-TON Industries | 1: 59.0976 | () LED - - Frame Bezel |  |  | DLA20-ACA |  |  | 0.370" (9.40mm) | LED - Blue Characters | - |  |  | - |  |  | 0 ~ 100A | Current | Not Applicable |  | Panel Mount - Bezel | 3.5 |  |  | -10°C ~ 50°C | - | Bulk | Rectangular - 33.93mm x 21.29mm |  |  | 7426796 |  | DLA20-ACA5 |  | Screw Terminal |  | 85 ~ 264VAC |  | 1 | https://www.unikeyic.com/media/datasheet/37/96/a8a4/37/1d812d8c0b5f1791aa5f439c8e025cdb.pdf | https://www.unikeyic.com/products/panel-measuring-instruments-and-accessories/dla20-aca5-3-ac1-b/16114239.html
DME D120 T1 MID | Lovato Electric | 1: 154.2696 5: 148.0891 10: 141.9207 | Lovatoenergy meter, LCD, electronic instrument, DMEseries, 6bit |  | Industrial |  |  | DME D120 T1 MID Lovato Electric | [11 empty] | DIN rail mounting |  |  | -25℃~55℃ | [15 empty] | 6 | https://www.unikeyic.com/media/datasheet/b3/b1/927a/b3/4f09bda00ea4939eadf34247776f0969.pdf | https://www.unikeyic.com/products/panel-measuring-instruments-and-accessories/dme-d120-t1-mid/13895700.html
DMG100 | Lovato Electric | 1: 190.492 5: 182.8815 10: 175.2468 | Lovato Digital Panel Meter, LCD, Electronic Voltmeter, DMG Series |  | Industrial |  |  | DMG100 Lovato Electric | [11 empty] | DIN rail mounting |  |  | -20℃~60℃ | [15 empty] | 2 | https://www.unikeyic.com/media/datasheet/35/5d/cd49/35/320ac585a8061fbaebba70c8818a0496.pdf | https://www.unikeyic.com/products/panel-measuring-instruments-and-accessories/dmg100/18126819.html
DMG110 | Lovato Electric | 1: 384.4081 | Lovato Digital Panel Meter, LCD, Electronic Voltmeter, DMG Series |  | Industrial |  |  | DMG110 Lovato Electric | [11 empty] | DIN rail mounting |  |  | -20℃~60℃ | [15 empty] | 1 | https://www.unikeyic.com/media/datasheet/a9/bb/6db4/a9/4ddc66aa001d568e57b26cb815ec4da6.pdf | https://www.unikeyic.com/products/panel-measuring-instruments-and-accessories/dmg110/23202302.html
DMG200 | Lovato Electric | 1: 313.5805 5: 301.0499 10: 288.495 | Lovato Energy Meter, LCD |  | Industrial |  |  | DMG200 Lovato Electric | [14 empty] | -20℃~60℃ | [15 empty] | 1 | https://www.unikeyic.com/media/datasheet/08/ab/ae70/08/d3c1ba2e21eeaac3ac96c88ceb750143.pdf | https://www.unikeyic.com/products/panel-measuring-instruments-and-accessories/dmg200/15001677.html
DMG200L01 | Lovato Electric | 1: 339.4415 5: 325.8566 10: 312.2959 | Lovato Energy Meter, LCD |  | Industrial |  |  | DMG200L01 Lovato Electric | [11 empty] | DIN rail mounting |  |  | -20℃~60℃ | [15 empty] | 3 | https://www.unikeyic.com/media/datasheet/08/ab/ae70/08/d3c1ba2e21eeaac3ac96c88ceb750143.pdf | https://www.unikeyic.com/products/panel-measuring-instruments-and-accessories/dmg200l01/17181836.html
DMG210 | Lovato Electric | 1: 561.0926 | Lovato Digital Panel Meter, LCD, Electronic Voltmeter, DMG Series |  | Industrial |  |  | DMG210 Lovato Electric | [14 empty] | -20℃~60℃ | [15 empty] | 1 | https://www.unikeyic.com/media/datasheet/0d/48/c4fa/0d/dec49824ac0c20ca7ac13a889e574a33.pdf | https://www.unikeyic.com/products/panel-measuring-instruments-and-accessories/dmg210/22810382.html
DMG600 | Lovato Electric |  | Lovato Energy Meter, LCD, Cutout Size 92mm × 92mm |  | Industrial |  |  | DMG600 Lovato Electric | [14 empty] | -20℃~60℃ | [16 empty] | https://www.unikeyic.com/media/datasheet/8c/0e/21a9/8c/56d13bfcca076c75eb117d4f1abf257a.pdf | https://www.unikeyic.com/products/panel-measuring-instruments-and-accessories/dmg600/22410677.html
DMG610 | Lovato Electric | 1: 473.8334 | Lovato Energy Meter, LCD, Cutout Size 92 × 92 mm |  | Industrial |  |  | DMG610 Lovato Electric | [14 empty] | -20℃~60℃ | [15 empty] | 1 | https://www.unikeyic.com/media/datasheet/8c/0e/21a9/8c/56d13bfcca076c75eb117d4f1abf257a.pdf | https://www.unikeyic.com/products/panel-measuring-instruments-and-accessories/dmg610/16406686.html
DMK00R1 | Lovato Electric | 1: 145.9562 5: 140.1272 10: 134.286 | Lovato AC Digital Voltmeter, LED Display, 4 Digits |  | Industrial |  |  | DMK00R1 Lovato Electric | [14 empty] | -20℃~60℃ | [15 empty] | 12 | https://www.unikeyic.com/media/datasheet/57/a9/272d/57/5f398d0956b1c031f7632420747902e9.pdf | https://www.unikeyic.com/products/panel-measuring-instruments-and-accessories/dmk00r1/19329610.html
DMK01R1 | Lovato Electric | 1: 134.7344 5: 129.3538 10: 123.961 | Lovato AC digital ammeter, ±0.5%accuracy, 91mmx45mmsection |  | Industrial |  |  | DMK01R1 Lovato Electric | [14 empty] | -20℃~60℃ | [15 empty] | 7 | https://www.unikeyic.com/media/datasheet/66/40/14de/66/03b584a4823eef75e13ae10b597a2672.pdf | https://www.unikeyic.com/products/panel-measuring-instruments-and-accessories/dmk01r1/21180455.html
DMK15R1 | Lovato Electric | 1: 225.3572 5: 216.341 10: 207.3247 | Lovato digital panel instrument, Measure current、power、voltage, 45mmhigh section, LED |  | Industrial |  |  | DMK15R1 Lovato Electric | [14 empty] | -20℃~60℃ | [15 empty] | 7 | https://www.unikeyic.com/media/datasheet/ac/ab/7eea/ac/6ab7eff150940d6fb235cbaaeac0c910.pdf | https://www.unikeyic.com/products/panel-measuring-instruments-and-accessories/dmk15r1/20570266.html
DMK70R1 | Lovato Electric | 1: 174.573 5: 167.5891 10: 160.6064 | Lovato AC Digital Voltmeter, LED Display, 4 Digits |  | Industrial |  |  | DMK70R1 Lovato Electric | [14 empty] | -20℃~60℃ | [15 empty] | 12 | https://www.unikeyic.com/media/datasheet/66/4b/9298/66/7237c7b518b1d06c4da1b01bf3e0129b.pdf | https://www.unikeyic.com/products/panel-measuring-instruments-and-accessories/dmk70r1/17550371.html
DMK71R1 | Lovato Electric | 1: 179.9973 5: 174.9681 | Lovato AC Digital Ammeter, ±0.5% Accuracy |  | Industrial |  |  | DMK71R1 Lovato Electric | [11 empty] | DIN rail mounting |  |  | -20℃~60℃ | [15 empty] | 1 | https://www.unikeyic.com/media/datasheet/ef/df/448a/ef/7d63b4ce101ee8c7fd5a126938dbc506.pdf | https://www.unikeyic.com/products/panel-measuring-instruments-and-accessories/dmk71r1/15780825.html
DMK75R1 | Lovato Electric | 1: 240.9053 5: 231.2711 10: 221.6368 | Lovatodigital panel instrument, LED |  | Industrial |  |  | DMK75R1 Lovato Electric | [11 empty] | DIN rail mounting |  |  | -20℃~60℃ | [15 empty] | 4 | https://www.unikeyic.com/media/datasheet/ac/ab/7eea/ac/6ab7eff150940d6fb235cbaaeac0c910.pdf | https://www.unikeyic.com/products/panel-measuring-instruments-and-accessories/dmk75r1/17363970.html
DMK80R1 | Lovato Electric | 1: 134.7344 5: 129.3538 10: 123.961 | Lovato AC Digital Voltmeter LED Display 4-Digit |  | Industrial |  |  | DMK80R1 Lovato Electric | [14 empty] | -20℃~60℃ | [15 empty] | 10 | https://www.unikeyic.com/media/datasheet/57/a9/272d/57/5f398d0956b1c031f7632420747902e9.pdf | https://www.unikeyic.com/products/panel-measuring-instruments-and-accessories/dmk80r1/14811576.html
DMK81R1 | Lovato Electric | 1: 134.7344 5: 129.3538 10: 123.961 | Lovato AC Digital Ammeter, ±0.5% Accuracy |  | Industrial |  |  | DMK81R1 Lovato Electric | [14 empty] | -20℃~60℃ | [15 empty] | 12 | https://www.unikeyic.com/media/datasheet/66/40/14de/66/03b584a4823eef75e13ae10b597a2672.pdf | https://www.unikeyic.com/products/panel-measuring-instruments-and-accessories/dmk81r1/17922361.html
DMR20-1-ACV-R-C | Murata Power Solutions | 1: 45.1798 | () LED - |  | Industrial | [10 empty] | 38.1mm*38.1mm*29.21mm |  |  |  | panel mount |  |  | -25℃~60℃ | [15 empty] | 336 | https://www.unikeyic.com/media/about_us/Unikey_ISO_9001_Certification.pdf | https://www.unikeyic.com/products/panel-measuring-instruments-and-accessories/dmr20-1-acv-r-c/779094098.html
DMR20-1-FM-R-C | Murata Power Solutions | 1: 45.2342 | Red LED Display Line Frequency Monitor |  | Industrial | [10 empty] | 38.1mm*38.1mm*27.4mm |  |  |  | board mount, panel mount |  |  | -25℃~60℃ | [15 empty] | 8 | https://www.unikeyic.com/media/about_us/Unikey_ISO_9001_Certification.pdf | https://www.unikeyic.com/products/panel-measuring-instruments-and-accessories/dmr20-1-fm-r-c/779138905.html
DMR20-10-DCM-R-C | Murata Manufacturing | 1: 44.16 | Murata Power Solutions DC digital voltmeter, LEDmonitor, 4number_of_bits |  |  | DMR20-10 |  |  | 0.299" (7.60mm) | LED - Red Characters | - |  |  | IP67 - Dust Tight, Waterproof |  |  | 6 ~ 75VDC | Voltage | Not Applicable |  | Panel Mount | 4 |  |  | -25°C ~ 60°C | - | Box | Circular - 30.73mm Dia |  |  | 4156737 |  | DMR20 |  | Screw Terminal |  | Loop Power | 0.04 lb (18.14 g) | 262 | https://www.unikeyic.com/media/datasheet/07/c1/59c4/07/de4145e65f576854b693fd9dd21be911.pdf | https://www.unikeyic.com/products/panel-measuring-instruments-and-accessories/dmr20-10-dcm-r-c/19719977.html
DMS-20LCD-0-5-C | Murata Manufacturing | 1: 49.496 12: 39.3918 24: 36.7476 60: 35.7419 108: 34.7249 252: 33.4932 | Murata Power Solutions DC Digital Voltmeter, LCD Display, 3.5 Digit |  |  | DMS-20LCD |  |  | 0.370" (9.40mm) | LCD - Black Characters | - |  |  | - |  |  | ±200mVDC | Voltage | Not Applicable |  | Panel Mount | 3.5 |  |  | 0°C ~ 60°C | - | Box | Rectangular - 33.93mm x 21.29mm |  |  | 1926057 |  | DMS-20LCD |  | PC Pin |  | 5VDC | 0.025 lb (11.34 g) | 49 | https://www.unikeyic.com/media/datasheet/ec/d6/cb83/ec/6e485778fd24e86423da85f6fba5d0d4.pdf | https://www.unikeyic.com/products/panel-measuring-instruments-and-accessories/dms-20lcd-0-5-c/16073892.html
DMS-20LCD-0-5-C | Murata Power Solutions | 1: 42.3696 5: 41.613 10: 41.613 | DPM, LCD, 3.5DIGIT, 5V; No. of Digits / Alpha:3-1/2; Meter Function:DC Voltage; Meter Range:-200mV to +200mV; Digit Height:9.4mm; Panel Cutout Height:21.34mm; Panel Cutout Width:34.04mm; Supply Voltage Min:4.75V; Supply |  | Commercial Grade | [10 empty] | 11mm*35mm*22mm |  |  |  | board mount, panel mount |  |  | 0℃~60℃ | [15 empty] | 102 | https://www.unikeyic.com/media/about_us/Unikey_ISO_9001_Certification.pdf | https://www.unikeyic.com/products/panel-measuring-instruments-and-accessories/dms-20lcd-0-5-c/779136337.html
DMS-20LCD-0-9-C | Murata Power Solutions | 1+: 27.648 | VOLTMETER 200MVDC LCD PANEL MNT |  | Commercial Grade | [10 empty] | 11mm*35mm*22mm |  |  |  | board mount, panel mount |  |  | 0℃~60℃ | [15 empty] | 23 | https://www.unikeyic.com/media/about_us/Unikey_ISO_9001_Certification.pdf | https://www.unikeyic.com/products/panel-measuring-instruments-and-accessories/dms-20lcd-0-9-c/779133174.html
DMS-20LCD-0-DCM-C | Murata Power Solutions | 1: 39.143 5: 38.444 10: 38.444 20: 38.444 | VOLTMETER, DC, LCD; No. of Digits / Alpha:3-1/2; Meter Function:DC Voltage; Meter Range:6.5V to 18V; Digit Height:9.4mm; Panel Cutout Height:21.29mm; Panel Cutout Width:33.93mm; Supply Voltage Min:-; Supply Voltage Max:- | [12 empty] | 16.8mm*35mm*22mm |  |  |  | panel mount | [18 empty] | 31 | https://www.unikeyic.com/media/about_us/Unikey_ISO_9001_Certification.pdf | https://www.unikeyic.com/products/panel-measuring-instruments-and-accessories/dms-20lcd-0-dcm-c/779107226.html
DMS-20LCD-0-DCM-C | Murata Manufacturing | 1: 46.805 12: 37.1431 24: 34.6119 60: 33.6514 108: 32.6796 252: 31.5044 | Murata Power Solutions DC Digital Voltmeter, LCD Display, 3.5 Digits |  |  | DMS-20LCD |  |  | 0.370" (9.40mm) | LCD - Black Characters | Bezel Sold Separately |  |  | - |  |  | 6.5 ~ 18VDC | Voltage | Not Applicable |  | Panel Mount | 3.5 |  |  | 0°C ~ 60°C | - | Box | Rectangular - 33.93mm x 21.29mm |  |  |  |  | DMS-20LCD-0/1 |  | Screw Terminal |  | 12VDC | 0.031 lb (14.06 g) | 102 | https://www.unikeyic.com/media/datasheet/eb/5b/4f68/eb/3c9db6ef01e5c0da049f13d45630011e.pdf | https://www.unikeyic.com/products/panel-measuring-instruments-and-accessories/dms-20lcd-0-dcm-c/19196163.html
DMS-20LCD-1-5-C | Murata Power Solutions | 1: 41.0768 5: 40.3433 10: 40.3433 20: 40.3433 | DPM, LCD, 3.5DIGIT, 5V; No. of Digits / Alpha:3-1/2; Meter Function:DC Voltage; Meter Range:-2V to +2V; Digit Height:9.4mm; Panel Cutout Height:21.34mm; Panel Cutout Width:34.04mm; Supply Voltage Min:4.75V; Supply Voltag |  | Commercial Grade | [10 empty] | 11mm*35mm*22mm |  |  |  | board mount, panel mount |  |  | 0℃~60℃ | [15 empty] | 5 | https://www.unikeyic.com/media/about_us/Unikey_ISO_9001_Certification.pdf | https://www.unikeyic.com/products/panel-measuring-instruments-and-accessories/dms-20lcd-1-5-c/779090010.html
DMS-20LCD-1-5-C | Murata Manufacturing | 3: 39.578 | Murata Power Solutions DC digital voltmeter, LCDmonitor, 3.5number_of_bits |  |  | DMS-20LCD |  |  | 0.370" (9.40mm) | LCD - Black Characters | - |  |  | - |  |  | ±2VDC | Voltage | Not Applicable |  | Panel Mount | 3.5 |  |  | 0°C ~ 60°C | - | Box | Rectangular - 33.93mm x 21.29mm |  |  | 1926058 |  | DMS-20LCD |  | PC Pin |  | 5VDC | 0.025 lb (11.34 g) | 6 | https://www.unikeyic.com/media/datasheet/ec/d6/cb83/ec/6e485778fd24e86423da85f6fba5d0d4.pdf | https://www.unikeyic.com/products/panel-measuring-instruments-and-accessories/dms-20lcd-1-5-c/16767722.html
DMS-20LCD-1-DCM-C | Murata Manufacturing | 1+: 46.805 12+: 37.1544 24+: 34.6232 60+: 33.6514 108+: 32.6796 252+: 31.5044 | Murata Power Solutions DC Digital Voltmeter, LCD Display, 3 Digits |  |  | DMS-20LCD |  |  | 0.370" (9.40mm) | LCD - Black Characters | Bezel Sold Separately |  |  | - |  |  | 8 ~ 50VDC | Voltage | Not Applicable |  | Panel Mount | 3 |  |  | 0°C ~ 60°C | - | Box | Rectangular - 33.93mm x 21.29mm |  |  |  |  | DMS-20LCD-0/1 |  | Screw Terminal |  | 24VDC | 0.031 lb (14.06 g) | 204 | https://www.unikeyic.com/media/datasheet/eb/5b/4f68/eb/3c9db6ef01e5c0da049f13d45630011e.pdf | https://www.unikeyic.com/products/panel-measuring-instruments-and-accessories/dms-20lcd-1-dcm-c/18681354.html
DMS-20LCD-2-5-C | Murata Manufacturing | 1: 49.496 12: 39.3918 24: 36.7476 60: 35.7419 108: 34.7249 252: 33.4932 | Murata Power Solutions DC Digital Voltmeter, LCD Display, 3.5 Digit |  |  | DMS-20LCD |  |  | 0.370" (9.40mm) | LCD - Black Characters | - |  |  | - |  |  | ±20VDC | Voltage | Not Applicable |  | Panel Mount | 3.5 |  |  | 0°C ~ 60°C | - | Box | Rectangular - 33.93mm x 21.29mm |  |  | 1926060 |  | DMS-20LCD |  | PC Pin |  | 5VDC | 0.025 lb (11.34 g) | 170 | https://www.unikeyic.com/media/datasheet/ec/d6/cb83/ec/6e485778fd24e86423da85f6fba5d0d4.pdf | https://www.unikeyic.com/products/panel-measuring-instruments-and-accessories/dms-20lcd-2-5-c/19843843.html
DMS-20LCD-2-5-C | Murata Power Solutions | 1: 41.9459 5: 41.1969 10: 41.1969 20: 41.1969 | DPM, LCD, 3.5DIGIT, 5V; No. of Digits / Alpha:3-1/2; Meter Function:DC Voltage; Meter Range:-20V to +20V; Digit Height:9.4mm; Panel Cutout Height:21.34mm; Panel Cutout Width:34.04mm; Supply Voltage Min:4.75V; Supply Volt |  | Commercial Grade | [10 empty] | 11mm*35mm*22mm |  |  |  | board mount, panel mount |  |  | 0℃~60℃ | [15 empty] | 141 | https://www.unikeyic.com/media/about_us/Unikey_ISO_9001_Certification.pdf | https://www.unikeyic.com/products/panel-measuring-instruments-and-accessories/dms-20lcd-2-5-c/779120527.html
DMS-20LCD-4/20S-C | Murata Manufacturing | 2: 72.336 7: 69.322 | Murata Digital Panel Meter, 21.29mm H, LCD |  |  | DMS-20LCD |  |  | 0.370" (9.40mm) | LCD - Black Characters | Bezel Sold Separately |  |  | - |  |  | 4 ~ 20mA | Process | Not Applicable |  | Panel Mount | 3.5 |  |  | 0°C ~ 60°C | - | Box | Rectangular - 33.93mm x 21.29mm |  |  | 1926120 |  | DMS-20LCD-4/20S |  | Screw Terminal |  | Loop Power | 0.037 lb (16.78 g) | 10 | https://www.unikeyic.com/media/datasheet/13/78/5b05/13/57adb58374ea8061cf1f73b3d714303e.pdf | https://www.unikeyic.com/products/panel-measuring-instruments-and-accessories/dms-20lcd-4-20s-c/17745496.html
DMS-20LCD-4/20S-C | Murata Power Solutions | 1: 80.2811 | DPM, LCD, 4-20MA, PROCESS; No. of Digits / Alpha:3-1/2; Meter Function:Current Loop Indicator; Meter Range:4mA to 20mA; Digit Height:9.4mm; Panel Cutout Height:21.29mm; Panel Cutout Width:33.93mm; Supply Voltage Min:-; S |  | Commercial Grade | [10 empty] | 23mm*35mm*22mm |  |  |  | panel mount |  |  | 0℃~60℃ | [15 empty] | 7 | https://www.unikeyic.com/media/about_us/Unikey_ISO_9001_Certification.pdf | https://www.unikeyic.com/products/panel-measuring-instruments-and-accessories/dms-20lcd-4-20s-c/779092742.html
DMS-20PC-0-DCM-B-C | Murata Power Solutions | 1: 54.3974 | VOLTMETER LED PANEL MOUNT |  | Industrial | [10 empty] | 25.4mm*35mm*22mm |  |  |  | board mount, panel mount |  |  | -25℃~60℃ | [15 empty] | 188 | https://www.unikeyic.com/media/about_us/Unikey_ISO_9001_Certification.pdf | https://www.unikeyic.com/products/panel-measuring-instruments-and-accessories/dms-20pc-0-dcm-b-c/779090998.html
DMS-20PC-0-RL-C | Murata Manufacturing | 2: 62.568 | Murata Power Solutions Digital Voltmeter, LED Display, 3.5 Digit |  |  | DMS-20PC |  |  | 0.370" (9.40mm) | LED - Red Characters | - |  |  | - |  |  | ±200mVDC | Voltage | Not Applicable |  | Panel Mount | 3.5 |  |  | 0°C ~ 60°C | Reference | Box | Rectangular - 33.93mm x 21.29mm |  |  | 1926046 |  | DMS-20PC |  | PC Pin |  | 5VDC | 0.025 lb (11.34 g) | 6 | https://www.unikeyic.com/media/datasheet/42/78/8c3a/6b/ea540ce62691b09ca37c536cd2cc7be2.pdf | https://www.unikeyic.com/products/panel-measuring-instruments-and-accessories/dms-20pc-0-rl-c/15701363.html
DMS-20PC-0-RL-C | Murata Power Solutions | 36: 42.4136 | () LED - | [12 empty] | 12mm*35mm*22mm |  |  |  | board mount, panel mount |  |  | 60℃(max) | [15 empty] | 1094 | https://www.unikeyic.com/media/about_us/Unikey_ISO_9001_Certification.pdf | https://www.unikeyic.com/products/panel-measuring-instruments-and-accessories/dms-20pc-0-rl-c/779101087.html
DMS-20PC-0/5-24RL-C | Murata Power Solutions | 1: 97.1824 5: 97.1824 10: 97.1824 | DPM, LED, 5V, RED, PROCESS; No. of Digits / Alpha:3-1/2; Meter Function:DC Voltage; Meter Range:0V to 5V, 0V to 10V; Digit Height:9.4mm; Panel Cutout Height:21.29mm; Panel Cutout Width:33.93mm; Supply Voltage Min:4.75VDC |  | Commercial Grade | [10 empty] | 24mm*35mm*22mm |  |  |  | board mount, panel mount |  |  | 0℃~60℃ | [15 empty] | 184 | https://www.unikeyic.com/media/about_us/Unikey_ISO_9001_Certification.pdf | https://www.unikeyic.com/products/panel-measuring-instruments-and-accessories/dms-20pc-0-5-24rl-c/779124193.html
DMS-20PC-1-DCM-B-C | Murata Power Solutions | 1: 54.3974 | () LED - |  | Industrial | [10 empty] | 25.4mm*35mm*22mm |  |  |  | board mount, panel mount |  |  | -25℃~60℃ | [15 empty] | 380 | https://www.unikeyic.com/media/about_us/Unikey_ISO_9001_Certification.pdf | https://www.unikeyic.com/products/panel-measuring-instruments-and-accessories/dms-20pc-1-dcm-b-c/779101332.html
DMS-20PC-1-DCM-C | Murata Manufacturing | 12: 59.0357 | Murata Power Solutions DC digital voltmeter, LEDmonitor, 3.5number_of_bits, measuring range+8.0 → + 50.0V DC |  |  | DMS-20PC |  |  | 0.370" (9.40mm) | LED - Red Characters | - |  |  | - |  |  | 8 ~ 50VDC | Voltage | Not Applicable |  | Panel Mount | 3.5 |  |  | -25°C ~ 60°C | - | Box | Rectangular - 33.93mm x 21.29mm |  |  |  |  | DMS-20PC-0/1/2/8-DCM |  | Screw Terminal |  | Loop Power | 0.062 lb (28.12 g) | 70 | https://www.unikeyic.com/media/datasheet/65/38/35f6/65/580ead504f527f10be0bab2ae466b5e2.pdf | https://www.unikeyic.com/products/panel-measuring-instruments-and-accessories/dms-20pc-1-dcm-c/21961929.html
DMS-20PC-1-DCM-C | Murata Power Solutions | 1: 64.8038 5: 63.6466 10: 63.6466 | VOLTMETER, DC, LED; No. of Digits / Alpha:3-1/2; Meter Function:DC Voltage; Meter Range:8V to 50V; Digit Height:9.4mm; Panel Cutout Height:21.29mm; Panel Cutout Width:33.93mm; Supply Voltage Min:8VDC; Supply Voltage Max: | [12 empty] | 25.4mm*35mm*22mm |  |  |  | board mount, panel mount |  |  | 60℃(max) | [15 empty] | 76 | https://www.unikeyic.com/media/about_us/Unikey_ISO_9001_Certification.pdf | https://www.unikeyic.com/products/panel-measuring-instruments-and-accessories/dms-20pc-1-dcm-c/726295527.html
DMS-20PC-1-FM-C | Murata Manufacturing | 1: 65.021 12: 62.2969 24: 62.2856 60: 59.4606 108: 58.4662 | Self-Powered, 3-Digit LED Display AC Line Frequency Monitors |  |  | DMS-20PC |  |  | 0.401" (10.20mm) | LED - Red Characters | Bezel Sold Separately |  |  | - |  |  | 47 ~ 99Hz | Frequency | Not Applicable |  | Panel Mount | 3 |  |  | -25°C ~ 60°C | - | Box | Rectangular - 33.93mm x 21.29mm |  |  | 1926116 |  | DMS-20PC-FM |  | Screw Terminal |  | 85 ~ 140VAC | 0.062 lb (28.12 g) | 41 | https://www.unikeyic.com/media/datasheet/42/78/8c3a/cf/8d5fbc4267ee7752def577e15df0dc27.pdf | https://www.unikeyic.com/products/panel-measuring-instruments-and-accessories/dms-20pc-1-fm-c/17511186.html
DMS-20PC-1-GS-C | Murata Power Solutions | 1: 38.7289 | () LED - | [12 empty] | 12mm*35mm*22mm |  |  |  | board mount, panel mount |  |  | 60℃(max) | [15 empty] | 188 | https://www.unikeyic.com/media/about_us/Unikey_ISO_9001_Certification.pdf | https://www.unikeyic.com/products/panel-measuring-instruments-and-accessories/dms-20pc-1-gs-c/779115133.html
DMS-20PC-1-LM-B-C | Murata Power Solutions | 1: 83.4821 5: 83.4821 10: 83.4821 | VOLTMETER, LED, BLUE, 2-WIRE, AC; No. of Digits / Alpha:3; Meter Function:AC Voltage; Meter Range:85V to 265V; Digit Height:9.4mm; Panel Cutout Height:21.29mm; Panel Cutout Width:33.93mm; Supply Voltage Min:85V; Supply V |  | Industrial | [10 empty] | 25.4mm*35mm*22mm |  |  |  | board mount, panel mount |  |  | -25℃~60℃ | [15 empty] | 50 | https://www.unikeyic.com/media/about_us/Unikey_ISO_9001_Certification.pdf | https://www.unikeyic.com/products/panel-measuring-instruments-and-accessories/dms-20pc-1-lm-b-c/779098364.html
DMS-20PC-2-BS-C | Murata Power Solutions | 1: 46.0985 | VOLTMETER 20VDC LED PANEL MOUNT |  | Commercial Grade | [10 empty] | 12mm*35mm*22mm |  |  |  | board mount, panel mount |  |  | 0℃~0℃ | [15 empty] | 9 | https://www.unikeyic.com/media/about_us/Unikey_ISO_9001_Certification.pdf | https://www.unikeyic.com/products/panel-measuring-instruments-and-accessories/dms-20pc-2-bs-c/779119041.html
DMS-20PC-2-DCM-C | Murata Power Solutions | 1: 46.0985 | VOLTMETER 30-264VDC LED PNL MNT |  | Industrial | [10 empty] | 25.4mm*35mm*22mm |  |  |  | board mount, panel mount |  |  | -25℃~60℃ | [15 empty] | 96 | https://www.unikeyic.com/media/about_us/Unikey_ISO_9001_Certification.pdf | https://www.unikeyic.com/products/panel-measuring-instruments-and-accessories/dms-20pc-2-dcm-c/779091780.html
DMS-20PC-2-RL-C | Murata Power Solutions | 1: 57.7482 | Murata Power Solutions DMS-20PC-2-RL-C | [12 empty] | 12mm*35mm*22mm |  |  |  | board mount, panel mount |  |  | 60℃(max) | [15 empty] | 28 | https://www.unikeyic.com/media/about_us/Unikey_ISO_9001_Certification.pdf | https://www.unikeyic.com/products/panel-measuring-instruments-and-accessories/dms-20pc-2-rl-c/779132862.html
DMS-20PC-3-DCM-C | Murata Power Solutions | 1: 55.9623 | Murata Power Solutions DMS-20PC-3-DCM-C | [12 empty] | 25.4mm*35mm*22mm |  |  |  | board mount, panel mount |  |  | 60℃(max) | [15 empty] | 41 | https://www.unikeyic.com/media/about_us/Unikey_ISO_9001_Certification.pdf | https://www.unikeyic.com/products/panel-measuring-instruments-and-accessories/dms-20pc-3-dcm-c/779093913.html
DMS-20PC-3-FM-C | Murata Power Solutions | 1: 51.6425 | LED - |  | Industrial | [10 empty] | 25.4mm*35mm*22mm |  |  |  | board mount, panel mount |  |  | -25℃~60℃ | [15 empty] | 75 | https://www.unikeyic.com/media/about_us/Unikey_ISO_9001_Certification.pdf | https://www.unikeyic.com/products/panel-measuring-instruments-and-accessories/dms-20pc-3-fm-c/779094716.html
DMS-20PC-4/20S-C | Murata Manufacturing | 12: 85.0139 24: 82.476 48: 80.8259 | Murata process instrumentation, Measuring DC Power Supply, 22.4mmhigh section, LED |  |  | DMS-20PC |  |  | 0.370" (9.40mm) | LED - Red Characters | - |  |  | - |  |  | 4 ~ 20mA | Process | Not Applicable |  | Panel Mount | 3.5 |  |  | 0°C ~ 60°C | - | Box | Rectangular - 33.93mm x 21.29mm |  |  |  |  | DMS-20PC-4/20 |  | Screw Terminal |  | Loop Power | 0.037 lb (16.78 g) | 165 | https://www.unikeyic.com/media/datasheet/42/78/8c3a/39/1c4e6b0012077b3475c321828ea03d6f.pdf | https://www.unikeyic.com/products/panel-measuring-instruments-and-accessories/dms-20pc-4-20s-c/19950988.html
DMS-20PC-4/20S-C | Murata Power Solutions | 1: 92.4556 5: 92.4556 10: 92.4556 | METER, LED, 3.5DIGIT, RED; No. of Digits / Alpha:3-1/2; Meter Function:Current Loop Indicator; Meter Range:4mA to 20mA; Digit Height:9.4mm; Panel Cutout Height:21.34mm; Panel Cutout Width:34.04mm; Supply Voltage Min:-; S |  | Commercial Grade | [10 empty] | 24mm*35mm*22mm |  |  |  | panel mount |  |  | 0℃~60℃ | [15 empty] | 67 | https://www.unikeyic.com/media/about_us/Unikey_ISO_9001_Certification.pdf | https://www.unikeyic.com/products/panel-measuring-instruments-and-accessories/dms-20pc-4-20s-c/779120673.html
DMS-20PC-8-DCM-C | Murata Manufacturing | 1: 94.7485 12: 76.9869 24: 71.7324 60: 68.2294 108: 65.0993 | Murata Power Solutions DC digital voltmeter, DMS-20PCseries, LEDmonitor, 3.5number_of_bits, measuring range30 → 199.9V DC |  |  | DMS-20PC |  |  | 0.370" (9.40mm) | LED - Red Characters | - |  |  | - |  |  | 30 ~ 199.9VDC | Voltage | Not Applicable |  | Panel Mount | 3.5 |  |  | -25°C ~ 60°C | - | Box | Rectangular - 33.93mm x 21.29mm |  |  | 3438653 |  | DMS-20PC-0/1/2/8-DCM |  | Screw Terminal |  | Loop Power | 0.062 lb (28.12 g) | 148 | https://www.unikeyic.com/media/datasheet/65/38/35f6/65/580ead504f527f10be0bab2ae466b5e2.pdf | https://www.unikeyic.com/products/panel-measuring-instruments-and-accessories/dms-20pc-8-dcm-c/23401738.html
DMS-30DR-1-R-C | Murata Power Solutions | 12: 72.2139 | () LED - | [12 empty] | 14mm*55mm*23mm |  |  |  | board mount, panel mount | [18 empty] | 19 | https://www.unikeyic.com/media/about_us/Unikey_ISO_9001_Certification.pdf | https://www.unikeyic.com/products/panel-measuring-instruments-and-accessories/dms-30dr-1-r-c/779096812.html
DMS-30LCDA-4/20S-C | Murata Power Solutions |  | LCD - |  | Commercial Grade | [10 empty] | 24mm*55mm*23mm |  |  |  | panel mount |  |  | 0℃~60℃ | [16 empty] | https://www.unikeyic.com/media/about_us/Unikey_ISO_9001_Certification.pdf | https://www.unikeyic.com/products/panel-measuring-instruments-and-accessories/dms-30lcda-4-20s-c/779093861.html
DMS-30PC-0-RS-C | Murata Power Solutions | 1: 49.7945 | VOLTMETER 200MVDC LED PANEL MNT |  | Commercial Grade | [10 empty] | 14mm*55mm*23mm |  |  |  | board mount, panel mount |  |  | 0℃~60℃ | [15 empty] | 18 | https://www.unikeyic.com/media/about_us/Unikey_ISO_9001_Certification.pdf | https://www.unikeyic.com/products/panel-measuring-instruments-and-accessories/dms-30pc-0-rs-c/779122564.html
DMS-30PC-1-BS-C | Murata Power Solutions | 1: 63.5388 | () LED - |  | Commercial Grade | [10 empty] | 14mm*55mm*23mm |  |  |  | board mount, panel mount |  |  | 0℃~60℃ | [15 empty] | 123 | https://www.unikeyic.com/media/about_us/Unikey_ISO_9001_Certification.pdf | https://www.unikeyic.com/products/panel-measuring-instruments-and-accessories/dms-30pc-1-bs-c/779105358.html
DMS-30PC-1-GS-C | Murata Manufacturing | 1: 128.1781 10: 109.8669 30: 96.1335 100: 80.9546 500: 76.9068 | Murata Power Solutions Digital Voltmeter, LED Display, 3.5 Digits |  |  | DMS-30PC |  |  | 0.560" (14.20mm) | LED - Green Characters | - |  |  | - |  |  | ±2VDC | Voltage | Not Applicable |  | Panel Mount | 3.5 |  |  | 0°C ~ 60°C | Reference | Box | Rectangular - 53.80mm x 22.30mm |  |  |  |  | DMS-30PC |  | PC Pin |  | 5VDC | 0.046 lb (20.87 g) |  | https://www.unikeyic.com/media/datasheet/2a/79/b57a/2a/9e83f4f0d5dd8ee4949aa2cd923b7104.pdf | https://www.unikeyic.com/products/panel-measuring-instruments-and-accessories/dms-30pc-1-gs-c/22690619.html
DMS-30PC-1-RH-C | Murata Power Solutions | 1: 53.4787 | () LED - |  | Commercial Grade | [10 empty] | 14mm*55mm*23mm |  |  |  | board mount, panel mount |  |  | 0℃~0℃ | [15 empty] | 142 | https://www.unikeyic.com/media/about_us/Unikey_ISO_9001_Certification.pdf | https://www.unikeyic.com/products/panel-measuring-instruments-and-accessories/dms-30pc-1-rh-c/779092015.html
DMS-30PC-1-RL-C | Murata Power Solutions | 1: 53.4787 | () LED - |  | Commercial Grade | [10 empty] | 14mm*55mm*23mm |  |  |  | board mount, panel mount |  |  | 0℃~60℃ | [15 empty] | 56 | https://www.unikeyic.com/media/about_us/Unikey_ISO_9001_Certification.pdf | https://www.unikeyic.com/products/panel-measuring-instruments-and-accessories/dms-30pc-1-rl-c/779092028.html
DMS-30PC-1-RS-C | Murata Manufacturing | 12: 66.2563 24: 64.7981 48: 63.4065 | Murata Power Solutions Digital Voltmeter, LED Display, 3.5 Digits |  |  | DMS-30PC |  |  | 0.560" (14.20mm) | LED - Red Characters | - |  |  | - |  |  | ±2VDC | Voltage | Not Applicable |  | Panel Mount | 3.5 |  |  | 0°C ~ 60°C | Reference | Box | Rectangular - 53.80mm x 22.30mm |  |  |  |  | DMS-30PC |  | PC Pin |  | 5VDC | 0.046 lb (20.87 g) | 27 | https://www.unikeyic.com/media/datasheet/86/a9/2277/86a922778523c34d1a1ea2b31c170bb9.pdf | https://www.unikeyic.com/products/panel-measuring-instruments-and-accessories/dms-30pc-1-rs-c/19070206.html
DMS-30PC-2-BS-C | Murata Power Solutions | 1: 83.9754 | Murata Power Solutions DMS-30PC-2-BS-C |  | Commercial Grade | [10 empty] | 14mm*55mm*23mm |  |  |  | board mount, panel mount |  |  | 0℃~0℃ | [15 empty] | 7 | https://www.unikeyic.com/media/about_us/Unikey_ISO_9001_Certification.pdf | https://www.unikeyic.com/products/panel-measuring-instruments-and-accessories/dms-30pc-2-bs-c/779130989.html
DMS-30PC-2-RL-C | Murata Manufacturing | 2: 71.72 7: 68.728 14: 65.978 70: 63.338 | Murata Power Solutions DC Digital Voltmeter, LED Display, 3.5 Digit |  |  | DMS-30PC |  |  | 0.560" (14.20mm) | LED - Red Characters | - |  |  | - |  |  | ±20VDC | Voltage | Not Applicable |  | Panel Mount | 3.5 |  |  | 0°C ~ 60°C | Reference | Box | Rectangular - 53.80mm x 22.30mm |  |  | 1926067 |  | DMS-30PC |  | PC Pin |  | 5VDC | 0.046 lb (20.87 g) | 79 | https://www.unikeyic.com/media/datasheet/2a/79/b57a/2a/9e83f4f0d5dd8ee4949aa2cd923b7104.pdf | https://www.unikeyic.com/products/panel-measuring-instruments-and-accessories/dms-30pc-2-rl-c/22154940.html
DMS-30PC-2-RS-C | Murata Power Solutions | 1: 49.7945 | () LED - |  | Commercial Grade | [10 empty] | 14mm*55mm*23mm |  |  |  | board mount, panel mount |  |  | 0℃~60℃ | [15 empty] | 3 | https://www.unikeyic.com/media/about_us/Unikey_ISO_9001_Certification.pdf | https://www.unikeyic.com/products/panel-measuring-instruments-and-accessories/dms-30pc-2-rs-c/779118724.html
DMS-30PC-4/20S-24BS-I-C | Murata Power Solutions | 12: 106.7706 | PROCESS METER 4-20MA LED PNL MNT | [12 empty] | 26mm*55mm*23mm |  |  |  | board mount, panel mount | [18 empty] | 23 | https://www.unikeyic.com/media/about_us/Unikey_ISO_9001_Certification.pdf | https://www.unikeyic.com/products/panel-measuring-instruments-and-accessories/dms-30pc-4-20s-24bs-i-c/779132768.html
DMS-30PC-4/20S-24RH-I-C | Murata Power Solutions | 1: 77.4355 | LED - | [12 empty] | 26mm*55mm*23mm |  |  |  | board mount, panel mount | [18 empty] | 1 | https://www.unikeyic.com/media/about_us/Unikey_ISO_9001_Certification.pdf | https://www.unikeyic.com/products/panel-measuring-instruments-and-accessories/dms-30pc-4-20s-24rh-i-c/779094688.html
DMS-30PC-4/20S-24RL-C | Murata Power Solutions | 1: 108.4662 | METER, LED, 3.5DIGIT, RED; No. of Digits / Alpha:3-1/2; Meter Function:Current Loop Indicator; Meter Range:4mA to 20mA; Digit Height:14.2mm; Panel Cutout Height:22.3mm; Panel Cutout Width:53.8mm; Supply Voltage Min:7.5VD |  | Commercial Grade | [10 empty] | 26mm*55mm*23mm |  |  |  | board mount, panel mount |  |  | 0℃~60℃ | [15 empty] | 10 | https://www.unikeyic.com/media/about_us/Unikey_ISO_9001_Certification.pdf | https://www.unikeyic.com/products/panel-measuring-instruments-and-accessories/dms-30pc-4-20s-24rl-c/779103129.html
DMS-30PC-4/20S-24RS-I-C | Murata Manufacturing | 1: 114.246 | Murata digital panel instrument, Measure current, 22.3mmhigh section, LED |  |  | DMS-30PC |  |  | 0.560" (14.20mm) | LED - Red Characters | - |  |  | - |  |  | 4 ~ 20mA | Process | Not Applicable |  | Panel Mount | 3.5 |  |  | 0°C ~ 60°C | - | Box | Rectangular - 53.80mm x 22.30mm |  |  | 1926123 |  | DMS-30PC-4/20S |  | Screw Terminal |  | 24VDC | 0.062 lb (28.12 g) | 4 | https://www.unikeyic.com/media/datasheet/d4/e5/f577/d4/0a053183590e13891b0fa0f18b7fb6be.pdf | https://www.unikeyic.com/products/panel-measuring-instruments-and-accessories/dms-30pc-4-20s-24rs-i-c/23244570.html
DMS-30PC-4/20S-24RS-I-C | Murata Power Solutions | 1: 107.0414 5: 107.0414 | DPM, LED, 4-20MA, RED, PROCESS; No. of Digits / Alpha:3-1/2; Meter Function:Current Loop Indicator; Meter Range:4mA to 20mA; Digit Height:14.2mm; Panel Cutout Height:22.35mm; Panel Cutout Width:53.85mm; Supply Voltage Mi |  | Commercial Grade | [10 empty] | 26mm*55mm*23mm |  |  |  | board mount, panel mount |  |  | 0℃~60℃ | [15 empty] | 110 | https://www.unikeyic.com/media/about_us/Unikey_ISO_9001_Certification.pdf | https://www.unikeyic.com/products/panel-measuring-instruments-and-accessories/dms-30pc-4-20s-24rs-i-c/779117404.html
DMS-BZL1-C | Murata Power Solutions | 1: 7.3114 5: 7.3114 10: 6.551 20: 6.551 50: 6.551 | MOUNTING BEZEL, FOR DMS 30/40 SERIES; For Use With:Murata DMS-30 and DMS-40 Digital Panel Meters; Product Range:-; SVHC:No SVHC (07-Jul-2017) | [12 empty] | 4.75mm*64.77mm*32.26mm |  |  |  | panel mount | [18 empty] | 108 | https://www.unikeyic.com/media/about_us/Unikey_ISO_9001_Certification.pdf | https://www.unikeyic.com/products/panel-measuring-instruments-and-accessories/dms-bzl1-c/779138400.html
DMS-BZL2-C | Murata Manufacturing |  | Murata Power Solutions Screen Bezel for TFT Display 4.75mm × 64.77mm × 32.26mm | Bezel |  | DMS-BZL | [5 empty] | DMS-30/40 Series | Bezel, Gasket, Hardware | [5 empty] | Not Applicable | [7 empty] | Box |  |  |  | 1926170 |  | DMS-BZL | Rectangular 64.77mm x 32.26mm Outside Dim | [5 empty] | https://www.unikeyic.com/media/datasheet/e9/51/7d4f/e9/a50f22d0531342984556f9d984fe18fe.pdf | https://www.unikeyic.com/products/panel-measuring-instruments-and-accessories/dms-bzl2-c/17158575.html
DMS-BZL2-C | Murata Power Solutions | 1: 6.656 | rectangle 64.77mm x 32.26mm external dimensions | [12 empty] | 4.75mm*64.77mm*32.26mm |  |  |  | panel mount | [18 empty] | 375 | https://www.unikeyic.com/media/about_us/Unikey_ISO_9001_Certification.pdf | https://www.unikeyic.com/products/panel-measuring-instruments-and-accessories/dms-bzl2-c/779097955.html
DMS-BZL3-C | Murata Power Solutions | 12: 3.6875 | rectangle 46.38mm x 32.51mm external dimensions | [12 empty] | 4.75mm*46.38mm*32.51mm |  |  |  | panel mount | [18 empty] | 819 | https://www.unikeyic.com/media/about_us/Unikey_ISO_9001_Certification.pdf | https://www.unikeyic.com/products/panel-measuring-instruments-and-accessories/dms-bzl3-c/779094036.html
DMS-BZL4-C | Murata Manufacturing |  | Murata Power Solutions screen border, 21.29 x 33.93mmvisible area, 32.51 x 46.38mmPeripheral dimensions | Bezel |  | DMS-BZL | [5 empty] | DMS-20 Series | Bezel, Gasket, Hardware | [5 empty] | Not Applicable | [7 empty] | Box | [5 empty] | DMS-BZL | Rectangular 46.38mm x 32.51mm Outside Dim | [5 empty] | https://www.unikeyic.com/media/datasheet/e9/51/7d4f/e9/a50f22d0531342984556f9d984fe18fe.pdf | https://www.unikeyic.com/products/panel-measuring-instruments-and-accessories/dms-bzl4-c/20279481.html
DPM 125 | Lascar Electronics | 1: 47.5191 5: 46.6706 10: 46.6706 20: 46.6706 | Lascar DC Digital Voltmeter, LCD Display, 7.5→14V, 3.5 Digit |  |  | - |  |  | 0.500" (12.70mm) | LCD - Black Characters | - |  |  | - |  |  | ±200mVDC | Voltage | 1 (Unlimited) |  | Panel Mount - Bezel, Window | 3.5 |  |  | 0°C ~ 50°C | Reference | Box | Rectangular - 45.00mm x 22.20mm |  |  | 10249939 |  | DPM |  | PC Pin |  | 7.5 ~ 14VDC | - | 253 | https://www.unikeyic.com/media/datasheet/2d/e2/ac09/e0/c6bf3bf2517dc489da28ed0e94ae0f9f.pdf | https://www.unikeyic.com/products/panel-measuring-instruments-and-accessories/dpm-125/19375064.html
DPM 125-BL | Lascar Electronics | 1: 58.2528 5: 57.2125 10: 57.2125 | Lascar DC Digital Voltmeter, LCD Display, 7.5→14V, 3.5 Digit |  |  | DPM 125 |  |  | 0.500" (12.70mm) | LCD - Black Characters, Green Backlight | - |  |  | - |  |  | ±200mVDC | Voltage | 1 (Unlimited) |  | Panel Mount - Bezel, Window | 3.5 |  |  | 0°C ~ 50°C | Reference | Box | Rectangular - 45.00mm x 22.20mm |  |  | 10259016 |  | DPM |  | PC Pin |  | 7.5 ~ 14VDC | - | 66 | https://www.unikeyic.com/media/datasheet/4e/86/7fe9/4e867fe988f739241c9d2434485089e0.pdf | https://www.unikeyic.com/products/panel-measuring-instruments-and-accessories/dpm-125-bl/16630135.html
DPM 160 | Lascar Electronics | 1: 114.7452 5: 114.7452 10: 114.7452 | Lascar DC digital voltmeter, LCDmonitor, 6 → 14 V, 4.5number_of_bits |  |  | - |  |  | 0.500" (12.70mm) | LCD - Black Characters | - |  |  | - |  |  | ±200mVDC | Voltage | 1 (Unlimited) |  | Panel Mount | 4.5 |  |  | 0°C ~ 50°C | Reference | Box | Rectangular - 57.00mm x 27.00mm |  |  |  |  | DPM |  | PC Pin |  | 6 ~ 14VDC | - | 13 | https://www.unikeyic.com/media/datasheet/2d/e2/ac09/8d/447c8ec45f2928bcc59173950309c900.pdf | https://www.unikeyic.com/products/panel-measuring-instruments-and-accessories/dpm-160/15261215.html
DPM 1AS-BL | Lascar Electronics | 1: 45.9873 5: 45.1661 10: 45.1661 20: 45.1661 | Lascar Digital Voltmeter, LCD Display, 9V Mode/V+→V-, 6-15V, 3.5 Digits |  |  | DPM 1AS |  |  | 0.220" (5.50mm) | LCD - Black Characters, Green Backlight | - |  |  | - |  |  | ±200mVDC | Voltage | 1 (Unlimited) |  | Panel Mount | 3.5 |  |  | 0°C ~ 50°C | - | Box | Rectangular - 28.40mm x 11.40mm |  |  | 10259019 |  | DPM |  | PC Pin |  | 6 ~ 15VDC | - | 7 | https://www.unikeyic.com/media/datasheet/7d/bb/43fc/7d/6ac92070de6eb7078b3dc1078398b416.pdf | https://www.unikeyic.com/products/panel-measuring-instruments-and-accessories/dpm-1as-bl/20310819.html
DPM 2AS-BL | Lascar Electronics | 1: 45.4767 5: 44.6646 10: 44.6646 20: 44.6646 | Lascar Digital Voltmeter, LCD Display, 9V Mode/V+→V-, 6-15V, 3.5 Digits |  |  | DPM 2AS |  |  | 0.320" (8.13mm) | LCD - Black Characters | - |  |  | - |  |  | ±200mVDC | Voltage | 1 (Unlimited) |  | Panel Mount | 3.5 |  |  | 0°C ~ 50°C | - | Box | Rectangular - 33.00mm x 15.00mm |  |  |  |  | DPM |  | PC Pin |  | 6 ~ 15VDC | - | 57 | https://www.unikeyic.com/media/datasheet/0b/b3/e794/0b/d551e19bec6a9fdc4b78cb905fb4f1a5.pdf | https://www.unikeyic.com/products/panel-measuring-instruments-and-accessories/dpm-2as-bl/23263802.html
DPM 342 | Lascar Electronics | 1: 80.9803 5: 79.5342 10: 79.5342 | Lascar Digital Ammeter, ±0.1% Accuracy, 38mm × 18mm Cutout |  |  | - |  |  | 0.433" (11.00mm) | LCD - Black Characters, Green Backlight | - |  |  | - |  |  | 4 ~ 20mA | Current | 1 (Unlimited) |  | Panel Mount | 3.5 |  |  | 0°C ~ 50°C | - | Box | Rectangular - 38.00mm x 18.00mm |  |  |  |  | DPM |  | Screw Terminal |  | 5 ~ 6VDC | - | 29 | https://www.unikeyic.com/media/datasheet/e7/67/bdbb/e7/d8d544f8efb8b50ffb018426a94e75be.pdf | https://www.unikeyic.com/products/panel-measuring-instruments-and-accessories/dpm-342/16694538.html
DPM 500 | Lascar Electronics | 1: 54.4286 5: 53.4567 10: 53.4567 20: 53.4567 | Lascar DC digital voltmeter, LCDmonitor, 3.5number_of_bits |  |  | - |  |  | 0.500" (12.70mm) | LCD - Black Characters | - |  |  | - |  |  | ±200mVDC | Voltage | 1 (Unlimited) |  | Panel Mount | 3.5 |  |  | 0°C ~ 50°C | Reference | Box | Rectangular - 57.00mm x 27.00mm |  |  | 10259028 |  | DPM |  | PC Pin |  | 7.5 ~ 14VDC | - | 27 | https://www.unikeyic.com/media/datasheet/a5/6a/8523/a56a852342eb7d1c0f29e4208b03a3f0.pdf | https://www.unikeyic.com/products/panel-measuring-instruments-and-accessories/dpm-500/20119993.html
DPM 700S-0 | Lascar Electronics | 1: 82.5709 5: 76.8318 10: 73.6325 | Lascar Digital Voltmeter, LCD Display, 3.5 to 7 V DC, 3.5 Digit |  | Commercial Grade |  |  | DPM 700S-0 Lascar Electronics | [14 empty] | 0℃~50℃ | [15 empty] | 5 | https://www.unikeyic.com/media/datasheet/34/03/2511/34/c03fb72479d72747c72fa67d908f5115.pdf | https://www.unikeyic.com/products/panel-measuring-instruments-and-accessories/dpm-700s-0/16115977.html
DPM 702S | Lascar Electronics | 1: 89.692 5: 89.692 10: 89.692 | Lascar Digital Voltmeter, LCD Display, 3.5 to 7 V DC, 3.5 Digit |  | Commercial Grade |  |  | DPM 702S Lascar Electronics | [14 empty] | 0℃~50℃ | [15 empty] | 49 | https://www.unikeyic.com/media/datasheet/2d/e2/ac09/cc/b5b2521f50c1f6f48bce3d876ee9274f.pdf | https://www.unikeyic.com/products/panel-measuring-instruments-and-accessories/dpm-702s/19269233.html
DPM 742-BL | Lascar Electronics | 1: 86.2243 5: 86.2243 10: 86.2243 | Lascar DC digital ammeter, ±0.1 %accuracy, 62mmx32mmsection |  |  | DPM 742 |  |  | 0.500" (12.70mm) | LCD - Black Characters, Green Backlight | - |  |  | IP67 - Dust Tight, Waterproof |  |  | 4 ~ 20mA | Current | 1 (Unlimited) |  | Panel Mount | 3.5 |  |  | 0°C ~ 50°C | Reference | Box | Rectangular - 62.00mm x 32.00mm |  |  |  |  | DPM |  | Screw Terminal |  | 5 ~ 5.6VDC | - | 168 | https://www.unikeyic.com/media/datasheet/2c/3c/ded6/2c/2a8f5254c4a4987ba2da0f994864b396.pdf | https://www.unikeyic.com/products/panel-measuring-instruments-and-accessories/dpm-742-bl/21699760.html
DPM 750S-BL | Lascar Electronics | 1: 50.5393 5: 49.6368 10: 49.6368 20: 49.6368 | Lascar DC digital voltmeter, LCDmonitor, (V+ → V-) 6 → 15 V DC(V+ → GND) 3 → 7.5 V DC, 3.5number_of_bits |  |  | DPM 750S |  |  | 0.500" (12.70mm) | LCD - Black Characters, Green Backlight | - |  |  | - |  |  | ±200mVDC | Voltage | 1 (Unlimited) |  | Panel Mount | 3.5 |  |  | 0°C ~ 50°C | Reference | Box | Rectangular - 62.00mm x 32.00mm |  |  | 10259032 |  | DPM |  | PC Pin |  | 5 ~ 5.6VDC | - | 7 | https://www.unikeyic.com/media/datasheet/92/dd/ffcc/92/eb779cd311a38383573f6724c7463575.pdf | https://www.unikeyic.com/products/panel-measuring-instruments-and-accessories/dpm-750s-bl/15104773.html
DPM 950 | Lascar Electronics | 1: 69.3558 5: 68.1173 10: 68.1173 | Lascar DC Digital Voltmeter, LCD Display, 7.5 → 14 VDC, 3.5 Digit |  |  | - |  |  | 0.748" (19.00mm) | LCD - Black Characters, Green Backlight | - |  |  | - |  |  | ±200mVDC | Voltage | 1 (Unlimited) |  | Panel Mount | 3.5 |  |  | 0°C ~ 50°C | Reference | Box | Rectangular - 72.00mm x 40.00mm |  |  | 10259036 |  | DPM |  | PC Pin |  | 7.5 ~ 14VDC | - | 18 | https://www.unikeyic.com/media/datasheet/2d/e2/ac09/4f/30b353711634e5275ad0c558e9e0113d.pdf | https://www.unikeyic.com/products/panel-measuring-instruments-and-accessories/dpm-950/20637930.html
DPM 950S | Lascar Electronics | 1: 75.1354 5: 73.7937 10: 73.7937 | Lascar Digital Voltmeter, LCD Display, 3.5 to 6.5 V DC, 3.5 Digits |  |  | DPM 950 |  |  | 0.748" (19.00mm) | LCD - Black Characters, Green Backlight | - |  |  | - |  |  | ±200mVDC | Voltage | 1 (Unlimited) |  | Panel Mount | 3.5 |  |  | 0°C ~ 50°C | Reference | Box | Rectangular - 72.00mm x 40.00mm |  |  |  |  | DPM |  | PC Pin |  | 3.5 ~ 6.5VDC | - | 3 | https://www.unikeyic.com/media/datasheet/2d/e2/ac09/98/4b3717a133600c1e43597d31d53efbd1.pdf | https://www.unikeyic.com/products/panel-measuring-instruments-and-accessories/dpm-950s/16653015.html
DPM 959B | Lascar Electronics | 1: 65.8467 5: 64.6709 10: 64.6709 | Lascar DC digital voltmeter, LEDmonitor, 4.75 → 5.25 V DC, 3.5number_of_bits |  |  | DPM 959 |  |  | 0.748" (19.00mm) | LED - Red Characters | - |  |  | - |  |  | ±200mVDC | Voltage | 1 (Unlimited) |  | Panel Mount | 3.5 |  |  | 0°C ~ 50°C | - | Box | Rectangular - 72.00mm x 40.00mm |  |  | 10259040 |  | DPM |  | PC Pin |  | 4.75 ~ 5.25VDC | - | 2 | https://www.unikeyic.com/media/datasheet/ea/f8/f276/eaf8f2769f398b3add7a3ada6fe7da08.pdf | https://www.unikeyic.com/products/panel-measuring-instruments-and-accessories/dpm-959b/18251129.html
DPM 970 | Lascar Electronics | 1: 113.2727 5: 113.2727 10: 113.2727 | Lascar AC Digital Voltmeter, LCDmonitor, 7.5 → 14 V DC, 3.5number_of_bits |  |  | - |  |  | 0.748" (19.00mm) | LCD - Black Characters, Green Backlight | - |  |  | - |  |  | 0 ~ 500VAC | Voltage | 1 (Unlimited) |  | Panel Mount | 3.5 |  |  | 0°C ~ 50°C | - | Box | Rectangular - 72.00mm x 40.00mm |  |  |  |  | DPM |  | Screw Terminal |  | 7.5 ~ 14VDC | - | 2 | https://www.unikeyic.com/media/datasheet/2d/e2/ac09/a1/98237972b486aabdb9c82bb12fb97dab.pdf | https://www.unikeyic.com/products/panel-measuring-instruments-and-accessories/dpm-970/15452876.html
DPM72-AVP | TDE Instruments | 1: 119.1672 5: 116.7804 10: 114.4044 25: 112.0176 | MULTI METER LCD PANEL MOUNT |  | Commercial Grade |  |  | DPM72-AVP TDE Instruments | [14 empty] | 0℃~50℃ | [15 empty] | 134 | https://www.unikeyic.com/media/datasheet/07/76/6907/07/11b6553f5e9d812888115e4fa4bcdfac.pdf | https://www.unikeyic.com/products/panel-measuring-instruments-and-accessories/dpm72-avp/14833302.html
DPM72-PP | TDE Instruments | 1: 119.1672 5: 116.7804 10: 114.4044 25: 112.0176 | AMMETER/PROCESS METER PANEL MNT |  | Commercial Grade |  |  | DPM72-PP TDE Instruments | [14 empty] | 0℃~50℃ | [15 empty] | 79 | https://www.unikeyic.com/media/datasheet/e3/50/9737/e3/6c0fb97ea5b15f66743a614edb23d755.pdf | https://www.unikeyic.com/products/panel-measuring-instruments-and-accessories/dpm72-pp/14267859.html
DPM951 | trumeter | 1: 68.0319 5: 64.1194 10: 60.6777 | Trumeter Digital Panel Meter, Voltage, 45mm H, LCD |  | Commercial Grade | [17 empty] | 0℃~50℃ | [15 empty] | 2 | https://www.unikeyic.com/media/about_us/Unikey_ISO_9001_Certification.pdf | https://www.unikeyic.com/products/panel-measuring-instruments-and-accessories/dpm951/18260432.html
DPM952 | trumeter | 1: 71.5073 5: 67.4036 10: 63.7801 | Trumeter digital panel instrument, Measure voltage, 68mmhigh section, LCD |  | Commercial Grade |  |  | DPM952 trumeter | [14 empty] | 0℃~50℃ | [15 empty] | 15 | https://www.unikeyic.com/media/datasheet/98/7e/f326/98/043ef741205e55e5fc7ef104e6482983.pdf | https://www.unikeyic.com/products/panel-measuring-instruments-and-accessories/dpm952/18914092.html
DPM961-TW | TDE Instruments | 1: 35.8452 5: 35.1324 10: 34.4088 25: 33.696 | VOLTMETER 200MVDC LCD PANEL MNT |  | Commercial Grade |  |  | DPM961-TW TDE Instruments | [14 empty] | 0℃~50℃ | [15 empty] | 658 | https://www.unikeyic.com/media/datasheet/79/c5/1c92/79/7bf06c46c0037eb5c00a9612878779f5.pdf | https://www.unikeyic.com/products/panel-measuring-instruments-and-accessories/dpm961-tw/15488528.html
DPM962-TG | TDE Instruments | 1: 38.9556 5: 38.178 10: 37.4004 25: 36.6228 | VOLTMETER 200MVDC LCD PANEL MNT |  | Commercial Grade | [17 empty] | 0℃~50℃ | [15 empty] | 55 | https://www.unikeyic.com/media/about_us/Unikey_ISO_9001_Certification.pdf | https://www.unikeyic.com/products/panel-measuring-instruments-and-accessories/dpm962-tg/21322695.html
DSD-40BCD-RS-C | Murata Power Solutions | 1: 35.3225 | Slave Display 4.5 Digit Red LED |  | Commercial Grade | [10 empty] | 14mm*55mm*23mm |  |  |  | board mount, panel mount |  |  | 0℃~70℃ | [15 empty] | 2 | https://www.unikeyic.com/media/about_us/Unikey_ISO_9001_Certification.pdf | https://www.unikeyic.com/products/panel-measuring-instruments-and-accessories/dsd-40bcd-rs-c/779092392.html
DTM 995B | Lascar Electronics | 1: 103.626 5: 99.4693 10: 95.3369 | LascarInstallation bracket, Used for J、K and T Type Thermocouple |  |  | DTM 995 |  |  | 0.748" (19.00mm) | LCD - Black Characters, Green Backlight | - |  |  | - |  |  | -200°C ~ 1300°C | Thermocouple | 1 (Unlimited) |  | Panel Mount | 3.5 |  |  | 0°C ~ 50°C | - | Box | Rectangular - 72.00mm x 40.00mm |  |  |  |  | DTM |  | Screw Terminal |  | 4.75 ~ 5.25VDC | - | 64 | https://www.unikeyic.com/media/datasheet/2d/e2/ac09/94/6f8569e75cc171c748184bd9e30cf4ca.pdf | https://www.unikeyic.com/products/panel-measuring-instruments-and-accessories/dtm-995b/22814325.html
E5LC-6 | OMRON | 1: 360.5157 | Omron Thermostat Switch, E5Lseries |  |  |  |  | E5LC-6 OMRON | [7 empty] | 48mm(Length)*48mm(width) |  |  |  | panel mount |  |  | -10℃~55℃ | [5 empty] | On sale |  |  | bulk | [6 empty] | 8 | https://www.unikeyic.com/media/datasheet/a5/c3/0602/a5/779bb5aebb8c3dc4444b5149b4e9d723.pdf | https://www.unikeyic.com/products/panel-measuring-instruments-and-accessories/e5lc-6/25866507.html
EM 32-1B-LED | Lascar Electronics | 1: 63.4023 5: 62.2701 10: 62.2701 | Lascar DC Digital Voltmeter, LED Display, 4.75 → 5.25 V DC, 3.5 Digit |  |  | EM 32 |  |  | 0.315" (8.00mm) | LCD - Red Characters, Backlight | - |  |  | IP67 - Dust Tight, Waterproof |  |  | ±200mVDC | Voltage | 1 (Unlimited) |  | Panel Mount | 3.5 |  |  | 0°C ~ 50°C | - | Box | Circular - 32.50mm Dia |  |  |  |  | EM32 |  | PC Pin |  | 4.75 ~ 5.25VDC | - | 26 | https://www.unikeyic.com/media/datasheet/94/d8/d4ad/94/0fc28d1c7b08539b516e1343cf6e6cbe.pdf | https://www.unikeyic.com/products/panel-measuring-instruments-and-accessories/em-32-1b-led/19258818.html
EM21072DAV53XOSX | Carlo Gavazzi | 1: 437.811 | Carlo Gavazzienergy meter, LCD, EM2172Dseries, 7bit, Section size68 x 68 mm |  |  | EM21072D |  |  | 0.275" (7.00mm) | LCD - Black Characters, White Backlight | - |  |  | IP40 |  |  | 0 ~ 6A, 0 ~ 400VAC, 45 ~ 65Hz | Current (3-Phase), Voltage | Not Applicable |  | Panel Mount | 7, 3 |  |  | -25°C ~ 55°C | Serial | Box | Square - 68.00mm x 68.00mm |  |  |  |  | EM210 |  | Screw Terminal |  | Loop Power |  | 2 | https://www.unikeyic.com/media/pdf/HTMLDatasheet/carlo-gavazzi/48/97/08ee/em21072dav63xosx/2025/11/em210-datasheet.pdf | https://www.unikeyic.com/products/panel-measuring-instruments-and-accessories/em21072dav53xosx/19520208.html
EM2696AV53HO3S1XX | Carlo Gavazzi | 1: 740.487 | Energy Monitor LCD - Black Characters White Backlight Display Panel Mount |  |  | EM2696AV |  |  | 0.374" (9.50mm) | LCD - Black Characters, White Backlight | - |  |  | IP50 - Dust Protected |  |  | 5 ~ 10A, 230 ~ 400VAC, 60Hz | Current (3-Phase), Voltage | Not Applicable |  | Panel Mount | 8, 4, 4 |  |  | -25°C ~ 55°C | Solid State (3) | Box | Square - 68.00mm x 68.00mm |  |  | 9520423 |  | EM26 |  | Screw Terminal |  | 90 ~ 260VAC/DC |  | 1 | https://www.unikeyic.com/media/datasheet/4d/00/6ce2/4d/10800440bf31350fbe1ae611dfce6612.pdf | https://www.unikeyic.com/products/panel-measuring-instruments-and-accessories/em2696av53ho3s1xx/17278705.html
EM2696AV63HI3S1XX | Carlo Gavazzi | 1: 740.487 | Energy Monitor LCD - Black Characters White Backlight Display Panel Mount |  |  | EM2696AV |  |  | 0.374" (9.50mm) | LCD - Black Characters, White Backlight | - |  |  | IP50 - Dust Protected |  |  | 5 ~ 10A, 120 ~ 208VAC, 60Hz | Current (3-Phase), Voltage | Not Applicable |  | Panel Mount | 8, 4, 4 |  |  | -25°C ~ 55°C | Serial | Box | Square - 68.00mm x 68.00mm |  |  |  |  | EM26 |  | Screw Terminal |  | 90 ~ 260VAC/DC |  | 2 | https://www.unikeyic.com/media/datasheet/4d/00/6ce2/4d/10800440bf31350fbe1ae611dfce6612.pdf | https://www.unikeyic.com/products/panel-measuring-instruments-and-accessories/em2696av63hi3s1xx/15321167.html
EM330DINAV53HS1X | Carlo Gavazzi | 1: 331.3411 | ENERGY METER, 3PH, IP20/IP51, DIN RAIL; |  |  | EM330DI |  |  | 0.275" (7.00mm) | LCD - Black Characters, White Backlight | Hour Meter |  |  | IP51 - Dust Protected |  |  | 0.25 ~ 6A, 230 ~ 480VAC, 45 ~ 65Hz | Current (3-Phase), Voltage, Wattage | Not Applicable |  | DIN Rail | 8, 8, 8 |  |  | -25°C ~ 65°C | - | Box | - |  |  | 10445808 |  | EM330 |  | Screw Terminal |  | 90 ~ 260VAC/DC | - | 3 | https://www.unikeyic.com/media/about_us/Unikey_ISO_9001_Certification.pdf | https://www.unikeyic.com/products/panel-measuring-instruments-and-accessories/em330dinav53hs1x/17964326.html
EMV 1025S-01 | Lascar Electronics | 1: 36.0902 5: 36.0902 10: 35.4457 20: 35.4457 | Lascar DC digital voltmeter, LCDmonitor, 3.5 → 7.0 V DC, 3.5number_of_bits |  |  | EMV 1025S |  |  | 0.500" (12.70mm) | LCD - Black Characters | - |  |  | - |  |  | ±200mV | Voltage | 1 (Unlimited) |  | Panel Mount - Surface | 3.5 |  |  | 0°C ~ 50°C | - | Box | Circular - 5.50mm Dia |  |  | 10259110 |  | EMV |  | Wire Leads |  | 3.5 ~ 7VDC | - | 11 | https://www.unikeyic.com/media/datasheet/e4/78/ad79/5c/a29d6dc9c917540caafdf588d1c8239b.pdf | https://www.unikeyic.com/products/panel-measuring-instruments-and-accessories/emv-1025s-01/14067907.html
EMV 1025S-22 | Lascar Electronics | 1: 39.0346 | Lascar DC Digital Voltmeter, EMV 1025S Series, LCD Display, 3.5 → 7.0 V DC, 3.5 Digits |  | Commercial Grade |  |  | EMV 1025S-22 Lascar Electronics | [14 empty] | 0℃~50℃ | [15 empty] | 10 | https://www.unikeyic.com/media/datasheet/70/ca/2a9e/70/60032c1bf55e8c06dec3476a517c1e32.pdf | https://www.unikeyic.com/products/panel-measuring-instruments-and-accessories/emv-1025s-22/18252487.html
EMV 1125 | Lascar Electronics | 1: 48.1167 5: 47.2574 10: 47.2574 20: 47.2574 | Lascar DC digital voltmeter, LCDmonitor, 7.5 → 15 V DC, 3.5number_of_bits |  |  | - |  |  | 0.500" (12.70mm) | LCD - Black Characters | - |  |  | - |  |  | ±200mV | Voltage | 1 (Unlimited) |  | Panel Mount - Surface | 3.5 |  |  | 0°C ~ 50°C | - | Box | Circular - 5.50mm Dia |  |  | 10259111 |  | EMV |  | Wire Leads |  | 7.5 ~ 15VDC | - | 16 | https://www.unikeyic.com/media/datasheet/e4/78/ad79/d0/8512795b1f87c276051c617602ef7ded.pdf | https://www.unikeyic.com/products/panel-measuring-instruments-and-accessories/emv-1125/18044261.html
ENC5A000 | RED LION | 1: 259.2 | Red Lion shell shell, used for1/8 din instrument | Enclosure | [7 empty] | PAX Series | Bracket, Gasket, Hardware | [5 empty] | 1 (Unlimited) | [7 empty] | Box |  |  |  | 3595489 |  | PAX | Chassis Mount, Rectangular, Steel, NEMA 4, IP65 |  |  |  |  | 11 | https://www.unikeyic.com/media/about_us/Unikey_ISO_9001_Certification.pdf | https://www.unikeyic.com/products/panel-measuring-instruments-and-accessories/enc5a000/14913378.html
ENC8A000 | RED LION | 1: 123.12 | Red Lion Plastic Enclosure, For CUB4, CUB5, DT8, DT9 | Enclosure | [7 empty] | CUB4, CUB5, DT8 Series | Hardware | [5 empty] | 1 (Unlimited) | [7 empty] | Box |  |  |  | 3595494 |  | - | Chassis Mount, Square, Polycarbonate, NEMA 4X, IP65 |  |  |  |  | 1 | https://www.unikeyic.com/media/pdf/HTMLDatasheet/red-lion/3b/ee/1bce/enc8b000/2025/12/enc8-model-datasheet.pdf | https://www.unikeyic.com/products/panel-measuring-instruments-and-accessories/enc8a000/21436002.html
EQ44-00D1-0001 0/150A | Sifam Tinsley | 1: 2.7452 | Sifam Tinsley Meter Dial, for 48x48 Analog Panel Ammeter |  |  |  |  | EQ44-00D1-0001 0/150A Sifam Tinsley | [7 empty] | 48mm(width)*48mm(height) | [22 empty] | 5 | https://www.unikeyic.com/media/datasheet/ba/52/c1aa/ba/cc8ab5e3eed397c341e7b1e523b37752.pdf | https://www.unikeyic.com/products/panel-measuring-instruments-and-accessories/eq44-00d1-0001-0-150a/19424252.html
EQ44-00D1-0001 0/250A | Sifam Tinsley | 1: 2.5258 | Sifam Tinsley Meter Dial, for 48x48 Analog Panel Ammeter |  |  |  |  | EQ44-00D1-0001 0/250A Sifam Tinsley | [7 empty] | 48mm(width)*48mm(height) | [22 empty] | 7 | https://www.unikeyic.com/media/datasheet/36/7c/ab6b/36/a3a3400631748b3c84ca2d6a063480b7.pdf | https://www.unikeyic.com/products/panel-measuring-instruments-and-accessories/eq44-00d1-0001-0-250a/18627448.html
EQ44-00D1-0001 0/60A | Sifam Tinsley | 1: 2.5258 | Sifam Tinsley Meter Dial, for 48x48 Analog Panel Ammeter |  |  |  |  | EQ44-00D1-0001 0/60A Sifam Tinsley | [7 empty] | 48mm(width)*48mm(height) | [22 empty] | 11 | https://www.unikeyic.com/media/datasheet/1d/85/3cf4/1d/b71824f84883587ba2d283480339c788.pdf | https://www.unikeyic.com/products/panel-measuring-instruments-and-accessories/eq44-00d1-0001-0-60a/19147669.html
EQ44-I1112N1CAW0ST | Sifam Tinsley | 1: 15.3587 | Sifam Tinsley AC pointer ammeter, 0 → 5Arange, 48mmx48mmsection |  |  |  |  | EQ44-I1112N1CAW0ST Sifam Tinsley | [14 empty] | -10℃~55℃ | [15 empty] | 21 | https://www.unikeyic.com/media/datasheet/be/c3/9284/be/221b793b43714954bf9c3a37972c8190.pdf | https://www.unikeyic.com/products/panel-measuring-instruments-and-accessories/eq44-i1112n1caw0st/16138358.html
EQ44-I1122N1CAW0ST | Sifam Tinsley | 1: 15.0526 5: 14.164 10: 13.5764 | Sifam Tinsley AC pointer ammeter, Sigmaseries, 0 → 5Arange, 48mmx48mmsection |  |  |  |  | EQ44-I1122N1CAW0ST Sifam Tinsley | [14 empty] | -10℃~55℃ | [15 empty] | 85 | https://www.unikeyic.com/media/datasheet/9c/57/5493/9c/0a1760478e02582445560e612b684f11.pdf | https://www.unikeyic.com/products/panel-measuring-instruments-and-accessories/eq44-i1122n1caw0st/18216393.html
EQ44-I1322N1CAW0ST | Sifam Tinsley | 1: 17.5656 5: 16.7392 10: 16.0391 | Sifam Tinsley AC pointer ammeter, Sigmaseries, 0 → 10Arange, 48mmx48mmsection |  |  |  |  | EQ44-I1322N1CAW0ST Sifam Tinsley | [14 empty] | -10℃~55℃ | [15 empty] | 160 | https://www.unikeyic.com/media/datasheet/6e/99/653b/6e/714ce67f03566d8ff051e70f67aff25c.pdf | https://www.unikeyic.com/products/panel-measuring-instruments-and-accessories/eq44-i1322n1caw0st/15901603.html
EQ44-I1422N1CAW0ST | Sifam Tinsley | 1: 16.7224 5: 15.7316 10: 15.0765 | Sifam Tinsley AC pointer ammeter, Sigmaseries, 0 → 15Arange, 48mmx48mmsection |  |  |  |  | EQ44-I1422N1CAW0ST Sifam Tinsley | [14 empty] | -10℃~55℃ | [15 empty] | 84 | https://www.unikeyic.com/media/datasheet/69/63/88a1/69/fbebbdba6785ffe0bf6abd4f4c099ef6.pdf | https://www.unikeyic.com/products/panel-measuring-instruments-and-accessories/eq44-i1422n1caw0st/19675931.html
EQ44-I1522N1CAW0ST | Sifam Tinsley | 1: 16.7224 5: 15.7316 10: 15.0765 | Sifam Tinsley AC pointer ammeter, Sigmaseries, 0 → 20Arange, 48mmx48mmsection |  |  |  |  | EQ44-I1522N1CAW0ST Sifam Tinsley | [14 empty] | -10℃~55℃ | [15 empty] | 44 | https://www.unikeyic.com/media/datasheet/77/cf/3bfb/77/48ef6a9faa6f141a76bf180e0c044d2a.pdf | https://www.unikeyic.com/products/panel-measuring-instruments-and-accessories/eq44-i1522n1caw0st/18302801.html
EQ44-I1622N1CAW0ST | Sifam Tinsley | 1: 17.8845 5: 16.8267 10: 16.1266 | Sifam Tinsley AC Analog Ammeter, Sigma Series, 0-25A Range, 48mm x 48mm Face |  |  |  |  | EQ44-I1622N1CAW0ST Sifam Tinsley | [14 empty] | -10℃~55℃ | [15 empty] | 26 | https://www.unikeyic.com/media/datasheet/7c/c3/547f/7c/a4ac75aacf5488c7ca77df81caa88104.pdf | https://www.unikeyic.com/products/panel-measuring-instruments-and-accessories/eq44-i1622n1caw0st/14498451.html
EQ44-I1822N1CAW0ST | Sifam Tinsley | 1: 15.0526 5: 14.164 10: 13.5764 | Sifam Tinsley AC pointer ammeter, Sigmaseries, 0 → 40Arange, 48mmx48mmsection |  |  |  |  | EQ44-I1822N1CAW0ST Sifam Tinsley | [14 empty] | -10℃~55℃ | [15 empty] | 11 | https://www.unikeyic.com/media/datasheet/08/47/37d6/08/0b4bec4218f9a95431b4777272957164.pdf | https://www.unikeyic.com/products/panel-measuring-instruments-and-accessories/eq44-i1822n1caw0st/21097772.html
EQ44-I2022N1CAW0ST | Sifam Tinsley | 1: 16.7224 5: 15.7316 10: 15.0765 | Sifam Tinsley AC Panel Meter, Sigma Series, 0-60A Range, 48mm × 48mm Cutout |  |  |  |  | EQ44-I2022N1CAW0ST Sifam Tinsley | [14 empty] | -10℃~55℃ | [15 empty] | 15 | https://www.unikeyic.com/media/datasheet/9e/f4/561c/9e/93019e3608bc3be9acc534904b15251b.pdf | https://www.unikeyic.com/products/panel-measuring-instruments-and-accessories/eq44-i2022n1caw0st/21604022.html
EQ44-V63X2N1CAW0ST | Sifam Tinsley | 1: 17.9228 5: 16.8642 10: 16.1641 | Sifam Tinsley AC Panel Voltmeter, Sigma Series, 0-150V AC |  |  |  |  | EQ44-V63X2N1CAW0ST Sifam Tinsley | [14 empty] | -10℃~55℃ | [15 empty] | 7 | https://www.unikeyic.com/media/datasheet/38/bd/24f1/38/3264513ce3effca9d9d1ddadcbdabb08.pdf | https://www.unikeyic.com/products/panel-measuring-instruments-and-accessories/eq44-v63x2n1caw0st/17961810.html
EQ44-V67X2N1CAW0ST | Sifam Tinsley | 1: 17.9228 5: 16.8642 10: 16.1641 | Sifam Tinsley AC pointer voltmeter, Sigmaseries, measuring range0 → 250V AC |  |  |  |  | EQ44-V67X2N1CAW0ST Sifam Tinsley | [14 empty] | -10℃~55℃ | [15 empty] | 16 | https://www.unikeyic.com/media/datasheet/07/1a/04a6/07/dd2599dcbee4755d2b34bb8192a38c0f.pdf | https://www.unikeyic.com/products/panel-measuring-instruments-and-accessories/eq44-v67x2n1caw0st/15304071.html
EQ44-V68X2N1CAW0ST | Sifam Tinsley | 1: 19.9191 5: 18.7394 10: 17.9593 | Sifam Tinsley AC Voltmeter, Sigma Series, 0-300V AC |  |  |  |  | EQ44-V68X2N1CAW0ST Sifam Tinsley | [14 empty] | -10℃~55℃ | [15 empty] | 3 | https://www.unikeyic.com/media/datasheet/5d/a9/7a49/5d/ace4b6f66e27e5402832e35c45d801ec.pdf | https://www.unikeyic.com/products/panel-measuring-instruments-and-accessories/eq44-v68x2n1caw0st/22311661.html
EQ44-V69X2N1CAW0ST | Sifam Tinsley | 1: 19.9204 5: 18.9744 10: 18.1956 | Sifam Tinsley AC pointer voltmeter, Sigmaseries, measuring range0 → 400V AC | [19 empty] | -10℃~55℃ | [15 empty] | 36 | https://www.unikeyic.com/media/about_us/Unikey_ISO_9001_Certification.pdf | https://www.unikeyic.com/products/panel-measuring-instruments-and-accessories/eq44-v69x2n1caw0st/17433070.html
EQ44-V70X2N1CAW0ST | Sifam Tinsley | 1: 17.9228 5: 16.8642 10: 16.1641 | Sifam Tinsley AC Panel Voltmeter Sigma Series 0-500V AC |  |  |  |  | EQ44-V70X2N1CAW0ST Sifam Tinsley | [14 empty] | -10℃~55℃ | [15 empty] | 92 | https://www.unikeyic.com/media/datasheet/41/71/a3b7/41/f25f8ffb3e32a3753b348961205a356f.pdf | https://www.unikeyic.com/products/panel-measuring-instruments-and-accessories/eq44-v70x2n1caw0st/17069914.html
EQ44-V71X2N1CAW0ST | Sifam Tinsley | 1: 17.9228 5: 16.8642 10: 16.1641 | Sifam Tinsley AC Analog Voltmeter, Sigma Series, 0-600V AC |  |  |  |  | EQ44-V71X2N1CAW0ST Sifam Tinsley | [14 empty] | -10℃~55℃ | [15 empty] | 20 | https://www.unikeyic.com/media/datasheet/f7/3c/9c9d/f7/bb3862bc91a455ad4f8dc5563a135647.pdf | https://www.unikeyic.com/products/panel-measuring-instruments-and-accessories/eq44-v71x2n1caw0st/21536782.html
EQ74-00D1-0001 0/200A | Sifam Tinsley | 1: 2.7452 | Sifam Tinsley Ammeter Dial 200ADial, used for72 x 72 Analog Panel Ammeter |  |  |  |  | EQ74-00D1-0001 0/200A Sifam Tinsley | [7 empty] | 72mm(width)*72mm(height) | [22 empty] | 4 | https://www.unikeyic.com/media/datasheet/2e/a0/e0be/2e/5aaa4f0ae0b7551bcc23682d51786d17.pdf | https://www.unikeyic.com/products/panel-measuring-instruments-and-accessories/eq74-00d1-0001-0-200a/16581047.html
EQ74-00D1-0001 0/250A | Sifam Tinsley | 1: 2.5258 | Sifam Tinsley Ammeter Dial 250ADial, used for72 x 72 Analog Panel Ammeter |  |  |  |  | EQ74-00D1-0001 0/250A Sifam Tinsley | [7 empty] | 72mm(width)*72mm(height) | [22 empty] | 4 | https://www.unikeyic.com/media/datasheet/3a/4c/2dd3/3a/6d5c26ccb931e2e39f671b6dc9aedf42.pdf | https://www.unikeyic.com/products/panel-measuring-instruments-and-accessories/eq74-00d1-0001-0-250a/14454839.html
EQ74-00D1-0001 0/60A | Sifam Tinsley | 1: 2.5258 | Sifam Tinsley Analog Panel Meter Dial, For 72x72mm Meter |  |  |  |  | EQ74-00D1-0001 0/60A Sifam Tinsley | [7 empty] | 72mm(width)*72mm(height) | [22 empty] | 3 | https://www.unikeyic.com/media/datasheet/5c/cd/8e8a/5c/dba65c2617823ea2c855bbd8f9fea09e.pdf | https://www.unikeyic.com/products/panel-measuring-instruments-and-accessories/eq74-00d1-0001-0-60a/17353390.html
EQ74-I1122N1CAW0ST | Sifam Tinsley | 1: 15.0526 5: 14.339 10: 13.7514 | Sifam Tinsley AC pointer ammeter, Sigmaseries, 0 → 5Arange, 68mmx68mmsection |  |  |  |  | EQ74-I1122N1CAW0ST Sifam Tinsley | [14 empty] | -10℃~55℃ | [15 empty] | 59 | https://www.unikeyic.com/media/datasheet/71/9e/33ea/71/6ff0b9654181a0b57fb4059619e396ad.pdf | https://www.unikeyic.com/products/panel-measuring-instruments-and-accessories/eq74-i1122n1caw0st/21553491.html
EQ74-I1322N1CAW0ST | Sifam Tinsley | 1: 17.8845 5: 17.0392 10: 16.3392 | Sifam Tinsley AC pointer ammeter, Sigmaseries, 0 → 10Arange, 68mmx68mmsection |  |  |  |  | EQ74-I1322N1CAW0ST Sifam Tinsley | [14 empty] | -10℃~55℃ | [15 empty] | 88 | https://www.unikeyic.com/media/datasheet/ca/60/bd9d/ca/ab8d84bf365cb96d095981225ec10059.pdf | https://www.unikeyic.com/products/panel-measuring-instruments-and-accessories/eq74-i1322n1caw0st/14345348.html
EQ74-I1422N1CAW0ST | Sifam Tinsley | 1: 19.8107 | Sifam Tinsley AC pointer ammeter, Sigmaseries, 0 → 15Arange, 68mmx68mmsection |  |  |  |  | EQ74-I1422N1CAW0ST Sifam Tinsley | [14 empty] | -10℃~55℃ | [15 empty] | 37 | https://www.unikeyic.com/media/datasheet/24/da/87bf/24/f2d1901d472f7b8415b94b666f9d5452.pdf | https://www.unikeyic.com/products/panel-measuring-instruments-and-accessories/eq74-i1422n1caw0st/20453580.html
EQ74-I1522N1CAW0ST | Sifam Tinsley | 1: 17.8845 | Sifam Tinsley AC pointer ammeter, Sigmaseries, 0 → 20Arange, 68mmx68mmsection |  |  |  |  | EQ74-I1522N1CAW0ST Sifam Tinsley | [14 empty] | -10℃~55℃ | [15 empty] | 37 | https://www.unikeyic.com/media/datasheet/3c/37/7e46/3c/93236d8cdcfd7939d99570f3e591ae67.pdf | https://www.unikeyic.com/products/panel-measuring-instruments-and-accessories/eq74-i1522n1caw0st/20832731.html
EQ74-I1622N1CAW0ST | Sifam Tinsley | 1: 17.8845 | Sifam Tinsley AC pointer ammeter, Sigmaseries, 0 → 25Arange, 68mmx68mmsection |  |  |  |  | EQ74-I1622N1CAW0ST Sifam Tinsley | [14 empty] | -10℃~55℃ | [15 empty] | 23 | https://www.unikeyic.com/media/datasheet/55/da/a288/55/e74d451d38ba49a967443d5e1fc747a2.pdf | https://www.unikeyic.com/products/panel-measuring-instruments-and-accessories/eq74-i1622n1caw0st/19123369.html
EQ74-I1822N1CAW0ST | Sifam Tinsley | 1: 17.8845 | Sifam Tinsley AC pointer ammeter, Sigmaseries, 0 → 40Arange, 68mmx68mmsection |  |  |  |  | EQ74-I1822N1CAW0ST Sifam Tinsley | [14 empty] | -10℃~55℃ | [15 empty] | 49 | https://www.unikeyic.com/media/datasheet/f4/49/55ef/f4/01572c04be2224b13ee0a08fb5924b0d.pdf | https://www.unikeyic.com/products/panel-measuring-instruments-and-accessories/eq74-i1822n1caw0st/20466990.html
EQ74-I2022N1CAW0ST | Sifam Tinsley | 1: 17.8462 5: 16.7892 10: 16.0891 | Sifam Tinsley AC pointer ammeter, Sigmaseries, 0 → 60Arange, 72mmx72mmsection |  |  |  |  | EQ74-I2022N1CAW0ST Sifam Tinsley | [14 empty] | -10℃~55℃ | [15 empty] | 36 | https://www.unikeyic.com/media/datasheet/af/4e/80fc/af/91f77541019fb77b45d87bbf4da837e9.pdf | https://www.unikeyic.com/products/panel-measuring-instruments-and-accessories/eq74-i2022n1caw0st/15594306.html
EQ74-V63X2N1CAW0ST | Sifam Tinsley | 1: 17.9228 5: 17.0767 10: 16.3767 | Sifam Tinsley AC Panel Voltmeter, Sigma Series, 0-150V AC |  |  |  |  | EQ74-V63X2N1CAW0ST Sifam Tinsley | [14 empty] | -10℃~55℃ | [15 empty] | 6 | https://www.unikeyic.com/media/datasheet/30/f7/ad2e/30/11d444e2567dac67534fa956144e2679.pdf | https://www.unikeyic.com/products/panel-measuring-instruments-and-accessories/eq74-v63x2n1caw0st/20516978.html
EQ74-V65X2N1CAW0ST | Sifam Tinsley | 1: 17.9228 | Sifam Tinsley AC pointer voltmeter, Sigmaseries, measuring range0 → 200V AC |  |  |  |  | EQ74-V65X2N1CAW0ST Sifam Tinsley | [14 empty] | -10℃~55℃ | [15 empty] | 1 | https://www.unikeyic.com/media/datasheet/42/42/d9d8/42/2df7e9e980838a65ce3309cd16677d3d.pdf | https://www.unikeyic.com/products/panel-measuring-instruments-and-accessories/eq74-v65x2n1caw0st/17870923.html
EQ74-V67X2N1CAW0ST | Sifam Tinsley | 1: 17.9228 5: 17.0767 10: 16.3767 | Sifam Tinsley AC Pointer Voltmeter, Sigma Series, 0-250V AC |  |  |  |  | EQ74-V67X2N1CAW0ST Sifam Tinsley | [14 empty] | -10℃~55℃ | [15 empty] | 10 | https://www.unikeyic.com/media/datasheet/f4/ae/84e7/f4/626cbfe3ee3fe1755e7fd1d41d731c4b.pdf | https://www.unikeyic.com/products/panel-measuring-instruments-and-accessories/eq74-v67x2n1caw0st/14158091.html
EQ74-V68X2N1CAW0ST | Sifam Tinsley | 1: 17.9228 5: 17.0767 10: 16.3642 | Sifam Tinsley AC Voltmeter, Sigma Series, 0-300V AC |  |  |  |  | EQ74-V68X2N1CAW0ST Sifam Tinsley | [14 empty] | -10℃~55℃ | [15 empty] | 20 | https://www.unikeyic.com/media/datasheet/e3/2c/f2ff/e3/3b218a41a9723089b083fa1ff8d7e251.pdf | https://www.unikeyic.com/products/panel-measuring-instruments-and-accessories/eq74-v68x2n1caw0st/20367603.html
EQ74-V69X2N1CAW0ST | Sifam Tinsley | 1: 17.9228 5: 16.8642 10: 16.1641 | Sifam Tinsley AC pointer voltmeter, Sigmaseries, measuring range0 → 400V AC |  |  |  |  | EQ74-V69X2N1CAW0ST Sifam Tinsley | [14 empty] | -10℃~55℃ | [15 empty] | 16 | https://www.unikeyic.com/media/datasheet/7a/50/a1d8/7a/66341242b67ded9b1fd03ca1e589cbab.pdf | https://www.unikeyic.com/products/panel-measuring-instruments-and-accessories/eq74-v69x2n1caw0st/21735806.html
EQ74-V70X2N1CAW0ST | Sifam Tinsley | 1: 17.9228 5: 16.9517 10: 16.3267 | Sifam Tinsley AC Pointer Voltmeter, Sigma Series, Range 0 → 500V AC |  |  |  |  | EQ74-V70X2N1CAW0ST Sifam Tinsley | [14 empty] | -10℃~55℃ | [15 empty] | 95 | https://www.unikeyic.com/media/datasheet/04/56/3417/04/af2b643e0934f1d289e13008ce142d29.pdf | https://www.unikeyic.com/products/panel-measuring-instruments-and-accessories/eq74-v70x2n1caw0st/17542648.html
EQ94-00D1-0001 0/100A | Sifam Tinsley | 1: 2.5258 | Sifam Tinsley Ammeter Dial 100A Scale, for 96 x 96 Analog Panel Meter |  |  |  |  | EQ94-00D1-0001 0/100A Sifam Tinsley | [7 empty] | 96mm(width)*96mm(height) | [22 empty] | 4 | https://www.unikeyic.com/media/datasheet/41/00/16c2/41/15b49cc16074fd3b6b8f24e8f71d4671.pdf | https://www.unikeyic.com/products/panel-measuring-instruments-and-accessories/eq94-00d1-0001-0-100a/18242424.html
EQ94-00D1-0001 0/200A | Sifam Tinsley | 1: 2.5258 | Sifam Tinsley Ammeter Dial 200ADial, used for96 x 96 Analog Panel Ammeter |  |  |  |  | EQ94-00D1-0001 0/200A Sifam Tinsley | [7 empty] | 96mm(width)*96mm(height) | [22 empty] | 5 | https://www.unikeyic.com/media/datasheet/03/e0/d628/03/ad1e77c59dfc44929a6bf128b51e8713.pdf | https://www.unikeyic.com/products/panel-measuring-instruments-and-accessories/eq94-00d1-0001-0-200a/22148933.html
EQ94-00D1-0001 0/60A | Sifam Tinsley | 1: 2.7452 | Sifam Tinsley Ammeter Dial, 60A Scale, for 96 x 96 Analog Panel Meter |  |  |  |  | EQ94-00D1-0001 0/60A Sifam Tinsley | [7 empty] | 96mm(width)*96mm(height) | [22 empty] | 3 | https://www.unikeyic.com/media/datasheet/0a/c6/d77e/0a/3374e95ca477da6dddc374d49bdb2ccb.pdf | https://www.unikeyic.com/products/panel-measuring-instruments-and-accessories/eq94-00d1-0001-0-60a/20741795.html
EQ94-I1122N1CAW0ST | Sifam Tinsley | 1: 15.0526 5: 14.164 10: 13.5764 | Sifam Tinsley AC pointer ammeter, Sigmaseries, 0 → 5Arange, 92mmx92mmsection |  |  |  |  | EQ94-I1122N1CAW0ST Sifam Tinsley | [14 empty] | -10℃~55℃ | [15 empty] | 7 | https://www.unikeyic.com/media/datasheet/c8/07/7ae2/c8/7a9dfe6ce1dbe466e2461e204afc107a.pdf | https://www.unikeyic.com/products/panel-measuring-instruments-and-accessories/eq94-i1122n1caw0st/16421961.html
EQ94-I1322N1CAW0ST | Sifam Tinsley | 1: 15.0526 5: 14.164 10: 13.5764 | Sifam Tinsley AC Analog Ammeter, Sigma Series, 0-10A Range, 92mm x 92mm Cutout |  |  |  |  | EQ94-I1322N1CAW0ST Sifam Tinsley | [14 empty] | -10℃~55℃ | [15 empty] | 69 | https://www.unikeyic.com/media/datasheet/09/cc/b567/09/41210337a6ab67212655a256ddcef2a8.pdf | https://www.unikeyic.com/products/panel-measuring-instruments-and-accessories/eq94-i1322n1caw0st/19719950.html
EQ94-I1422N1CAW0ST | Sifam Tinsley | 1: 17.8462 5: 17.0017 10: 16.3017 | Sifam Tinsley AC pointer ammeter, Sigmaseries, 0 → 15Arange, 92mmx92mmsection |  |  |  |  | EQ94-I1422N1CAW0ST Sifam Tinsley | [14 empty] | -10℃~55℃ | [15 empty] | 45 | https://www.unikeyic.com/media/datasheet/c1/e8/0851/c1/f9b191f55f1157feb412b1b4b83e6cf3.pdf | https://www.unikeyic.com/products/panel-measuring-instruments-and-accessories/eq94-i1422n1caw0st/14444681.html
EQ94-I1522N1CAW0ST | Sifam Tinsley | 1: 15.0526 5: 14.164 10: 13.5764 | Sifam Tinsley AC pointer ammeter, Sigmaseries, 0 → 20Arange, 92mmx92mmsection |  |  |  |  | EQ94-I1522N1CAW0ST Sifam Tinsley | [14 empty] | -10℃~55℃ | [15 empty] | 30 | https://www.unikeyic.com/media/datasheet/ce/e8/578a/ce/69fbdf20f3640e0e2a3e82cc45088d7c.pdf | https://www.unikeyic.com/products/panel-measuring-instruments-and-accessories/eq94-i1522n1caw0st/21367607.html
EQ94-I1622N1CAW0ST | Sifam Tinsley | 1: 15.0526 5: 14.164 10: 13.5764 | Sifam Tinsley AC pointer ammeter, Sigmaseries, 0 → 25Arange, 92mmx92mmsection |  |  |  |  | EQ94-I1622N1CAW0ST Sifam Tinsley | [14 empty] | -10℃~55℃ | [15 empty] | 20 | https://www.unikeyic.com/media/datasheet/b8/b8/ada5/b8/3fadc825dc207f3367df3964bb052c53.pdf | https://www.unikeyic.com/products/panel-measuring-instruments-and-accessories/eq94-i1622n1caw0st/18395444.html
EQ94-I1822N1CAW0ST | Sifam Tinsley | 1: 15.0526 5: 14.164 10: 13.5764 | Sifam Tinsley AC pointer ammeter, Sigmaseries, 0 → 40Arange, 92mmx92mmsection |  |  |  |  | EQ94-I1822N1CAW0ST Sifam Tinsley | [14 empty] | -10℃~55℃ | [15 empty] | 16 | https://www.unikeyic.com/media/datasheet/5b/38/692d/5b/0aacef6cd21fecc93b47eb71b5ca4886.pdf | https://www.unikeyic.com/products/panel-measuring-instruments-and-accessories/eq94-i1822n1caw0st/14263985.html
EQ94-I2022N1CAW0ST | Sifam Tinsley | 1: 15.0526 5: 14.164 10: 13.5764 | Sifam Tinsley AC Analog Meter, Sigma Series, 0-60A, 92mm × 92mm |  |  |  |  | EQ94-I2022N1CAW0ST Sifam Tinsley | [14 empty] | -10℃~55℃ | [15 empty] | 39 | https://www.unikeyic.com/media/datasheet/86/18/5dad/86/5ca75d1ad6208ca356104b9427f6c66c.pdf | https://www.unikeyic.com/products/panel-measuring-instruments-and-accessories/eq94-i2022n1caw0st/15721911.html
EQ94-V63X2N1CAW0ST | Sifam Tinsley | 1: 19.9191 5: 18.7394 10: 17.9593 | Sifam Tinsley AC pointer voltmeter, Sigmaseries, measuring range0 → 150V AC |  |  |  |  | EQ94-V63X2N1CAW0ST Sifam Tinsley | [14 empty] | -10℃~55℃ | [15 empty] | 21 | https://www.unikeyic.com/media/datasheet/32/06/5b7d/32/43c9d4a8fef98b472715f094d510f4ec.pdf | https://www.unikeyic.com/products/panel-measuring-instruments-and-accessories/eq94-v63x2n1caw0st/15713859.html
EQ94-V67X2N1CAW0ST | Sifam Tinsley | 1: 17.9228 5: 16.8642 10: 16.1641 | Sifam Tinsley AC Panel Voltmeter, Sigma Series, 0-250V AC |  |  |  |  | EQ94-V67X2N1CAW0ST Sifam Tinsley | [14 empty] | -10℃~55℃ | [15 empty] | 25 | https://www.unikeyic.com/media/datasheet/10/45/a2f4/10/c2298e3e25331f98e06e5c252b7307d8.pdf | https://www.unikeyic.com/products/panel-measuring-instruments-and-accessories/eq94-v67x2n1caw0st/23448841.html
EQ94-V68X2N1CAW0ST | Sifam Tinsley | 1: 19.9191 5: 18.7394 10: 17.9593 | Sifam Tinsley AC pointer voltmeter, Sigmaseries, measuring range0 → 300V AC |  |  |  |  | EQ94-V68X2N1CAW0ST Sifam Tinsley | [14 empty] | -10℃~55℃ | [15 empty] | 14 | https://www.unikeyic.com/media/datasheet/3c/b9/03c9/3c/8132f02852c32d3bad019f533fefe1f5.pdf | https://www.unikeyic.com/products/panel-measuring-instruments-and-accessories/eq94-v68x2n1caw0st/22113714.html
EQ94-V69X2N1CAW0ST | Sifam Tinsley | 1: 17.9228 5: 16.8642 10: 16.1641 | Sifam Tinsley AC Panel Voltmeter, Sigma Series, Range 0 → 400V AC |  |  |  |  | EQ94-V69X2N1CAW0ST Sifam Tinsley | [14 empty] | -10℃~55℃ | [15 empty] | 6 | https://www.unikeyic.com/media/datasheet/a1/e0/ff7b/a1/279a218aeeb8296e0105c086ff2e296d.pdf | https://www.unikeyic.com/products/panel-measuring-instruments-and-accessories/eq94-v69x2n1caw0st/20806644.html
EQ94-V70X2N1CAW0ST | Sifam Tinsley | 1: 20.5378 5: 19.5645 10: 18.7644 | Sifam Tinsley AC Pointer Voltmeter, Sigma Series, Range 0 → 500V AC |  |  |  |  | EQ94-V70X2N1CAW0ST Sifam Tinsley | [14 empty] | -10℃~55℃ | [15 empty] | 20 | https://www.unikeyic.com/media/datasheet/d7/1d/2dba/d7/768a9a0a15da86588b2f1b31c6191c0d.pdf | https://www.unikeyic.com/products/panel-measuring-instruments-and-accessories/eq94-v70x2n1caw0st/14949225.html
EQ94-V71X2N1CAW0ST | Sifam Tinsley | 1: 17.9228 5: 17.0767 10: 16.3767 | Sifam Tinsley AC Voltmeter, Sigma Series, 0-600V AC |  |  |  |  | EQ94-V71X2N1CAW0ST Sifam Tinsley | [14 empty] | -10℃~55℃ | [15 empty] | 9 | https://www.unikeyic.com/media/datasheet/42/06/75ce/42/37ac8f7de99e19eac71db26d3876628c.pdf | https://www.unikeyic.com/products/panel-measuring-instruments-and-accessories/eq94-v71x2n1caw0st/18021967.html
F3PAM24V/2 | HOBUT | 1: 20.1169 5: 18.9269 10: 18.1393 | HOBUT Analog Voltmeter, Battery Fuel Gauge |  | Industrial |  |  | F3PAM24V/2 HOBUT | [14 empty] | -20℃~40℃ | [15 empty] | 1 | https://www.unikeyic.com/media/datasheet/2d/cb/99d9/2d/9a1e80f9955eb094385a3afc96b067c9.pdf | https://www.unikeyic.com/products/panel-measuring-instruments-and-accessories/f3pam24v-2/18565069.html
H7BX-AAC100240 | OMRON | 1: 537.8151 | Industrial Automation and Controls, Panel Meter, Screw Terminal, Panel Mount |  |  | H7BX-A | 30Hz, 5kHz |  | 0.531" (13.50mm), 0.354" (9.00mm) | LCD - Dual Color Characters, Backlight |  |  |  | IP54 - Dust Protected, Water Resistant | No Voltage, Voltage |  |  |  | 1 (Unlimited) |  | Panel Mount | 6, 6 |  | Up, Down, Command, Individual, Quadrature | -10°C ~ 55°C | Relay, Solid State | Bulk | Square - 68.00mm x 68.00mm |  | External, Front Panel, Programmable | 2669509 |  | H7BX |  | Screw Terminal | - | 100 ~ 240VAC | - | 5 | https://www.unikeyic.com/media/datasheet/c6/94/45ab/c6/4f2f6ea4355e3272e744f3532e699117.pdf | https://www.unikeyic.com/products/panel-measuring-instruments-and-accessories/h7bx-aac100240/16876458.html
H7BX-AD1 AC24DC1224 | OMRON | 1: 573.2424 | 、 24 VAC、12 ~ 24 VDC |  |  | H7BX-A | 30Hz, 5kHz |  | 0.531" (13.50mm), 0.354" (9.00mm) | LCD - Dual Color Characters, Backlight |  |  |  | IP54 - Dust Protected, Water Resistant | No Voltage, Voltage |  |  |  | 1 (Unlimited) |  | Panel Mount | 6, 6 |  | Up, Down, Command, Individual, Quadrature | -10°C ~ 55°C | Relay, Solid State | Bulk | Square - 68.00mm x 68.00mm |  | External, Front Panel, Programmable |  |  | H7BX |  | Screw Terminal | - | 24VAC, 12 ~ 24VDC | - | 2 | https://www.unikeyic.com/media/pdf/PCNDesignSpecification/omron/43/01/ad63/e5ec-cc4d5m-004/2025/11/MCD-111.pdf | https://www.unikeyic.com/products/panel-measuring-instruments-and-accessories/h7bx-ad1-ac24dc1224/22132754.html
H7EC-N | OMRON | 1: 91.9861 5: 91.9861 10: 91.9861 | Omron Counter, H7EC Series, LCD Display, No Voltage Input |  |  |  | 30Hz, 1kHz |  | 0.338" (8.60mm) | LCD - Black Characters |  |  |  | IP66 - Dust Tight, Water Resistant | No Voltage |  |  |  | 1 (Unlimited) |  | Panel Mount | 8 |  | Up | -10°C ~ 55°C | - | Bulk | Rectangular - 45.00mm x 22.20mm |  | External, Front Panel | 2669550 |  | H7EC |  | Screw Terminal | - | None Required (Battery Included) | - | 31 | https://www.unikeyic.com/media/datasheet/d4/a3/95d0/90/92f33f5958a18f875018d233414206cf.pdf | https://www.unikeyic.com/products/panel-measuring-instruments-and-accessories/h7ec-n/20424084.html
H7EC-N-B | OMRON | 1: 91.9861 5: 91.9861 10: 91.9861 | Omron Counter, H7EC Series, LCD Display, No Voltage Input |  |  | H7EC-N | 30Hz, 1kHz |  | 0.338" (8.60mm) | LCD - Black Characters |  |  |  | IP66 - Dust Tight, Water Resistant | No Voltage |  |  |  | 1 (Unlimited) |  | Panel Mount | 8 |  | Up | -10°C ~ 55°C | - | Bulk | Rectangular - 45.00mm x 22.20mm |  | External, Front Panel | 206340 |  | H7EC |  | Screw Terminal | - | None Required (Battery Included) | 0.198 lb (89.81 g) | 9 | https://www.unikeyic.com/media/datasheet/d4/a3/95d0/90/92f33f5958a18f875018d233414206cf.pdf | https://www.unikeyic.com/products/panel-measuring-instruments-and-accessories/h7ec-n-b/21697856.html
H7EC-NFV | OMRON | 1: 138.7057 | Omron Counter, H7EC Series, LCD Display, 24 → 240 V AC/DC Power Supply, Voltage Input |  |  | H7EC-N | 20Hz |  | 0.338" (8.60mm) | LCD - Black Characters |  |  |  | IP66 - Dust Tight, Water Resistant | Voltage |  |  |  | 1 (Unlimited) |  | Panel Mount | 8 |  | Up | -10°C ~ 55°C | - | Bulk | Rectangular - 45.00mm x 22.20mm |  | External, Front Panel |  |  | H7EC |  | Screw Terminal | - | None Required (Battery Included) | - | 4 | https://www.unikeyic.com/media/datasheet/10/1d/efe8/101defe82ed1708ccf0ed8f207d1fd85.pdf | https://www.unikeyic.com/products/panel-measuring-instruments-and-accessories/h7ec-nfv/21729298.html
H7EC-NFV-B | OMRON | 1: 108.3486 | Omron Counter, H7EC Series, LCD Display, 24 → 240 V AC/DC Power, Voltage Input |  |  | H7EC-N | 20Hz |  | 0.338" (8.60mm) | LCD - Black Characters |  |  |  | IP66 - Dust Tight, Water Resistant | Voltage |  |  |  | 1 (Unlimited) |  | Panel Mount | 8 |  | Up | -10°C ~ 55°C | - | Bulk | Rectangular - 45.00mm x 22.20mm |  | External, Front Panel | 206347 |  | H7EC |  | Screw Terminal | - | None Required (Battery Included) | 0.198 lb (89.81 g) | 6 | https://www.unikeyic.com/media/datasheet/d4/a3/95d0/90/92f33f5958a18f875018d233414206cf.pdf | https://www.unikeyic.com/products/panel-measuring-instruments-and-accessories/h7ec-nfv-b/14170833.html
H7EC-NV | OMRON | 1: 125.0903 | Omron H7EC Counter, LCD Display, Voltage Input |  |  | H7EC-N | 30Hz, 1kHz |  | 0.338" (8.60mm) | LCD - Black Characters |  |  |  | IP66 - Dust Tight, Water Resistant | Voltage |  |  |  | 1 (Unlimited) |  | Panel Mount | 8 |  | Up | -10°C ~ 55°C | - | Box | Rectangular - 45.00mm x 22.20mm |  | External, Front Panel | 1812949 |  | H7EC |  | Screw Terminal | - | None Required (Battery Included) | 0.198 lb (89.81 g) | 12 | https://www.unikeyic.com/media/datasheet/d4/a3/95d0/90/92f33f5958a18f875018d233414206cf.pdf | https://www.unikeyic.com/products/panel-measuring-instruments-and-accessories/h7ec-nv/16853568.html
H7EC-NV-B | OMRON | 1: 91.9861 5: 91.9861 10: 91.9861 | Omron H7EC Counter, LCD Display, Voltage Input |  |  | H7EC-N | 30Hz, 1kHz |  | 0.338" (8.60mm) | LCD - Black Characters |  |  |  | IP66 - Dust Tight, Water Resistant | Voltage |  |  |  | 1 (Unlimited) |  | Panel Mount | 8 |  | Up | -10°C ~ 55°C | - | Bulk | Rectangular - 45.00mm x 22.20mm |  | External, Front Panel | 206345 |  | H7EC |  | Screw Terminal | - | None Required (Battery Included) | 0.198 lb (89.81 g) | 3 | https://www.unikeyic.com/media/datasheet/7a/77/50fb/7a/4f2de8fab49ee89ad1828814a25a5869.pdf | https://www.unikeyic.com/products/panel-measuring-instruments-and-accessories/h7ec-nv-b/20330373.html
H7EC-NVH | OMRON | 1: 91.9861 5: 91.9861 10: 91.9861 | Omron H7EC Counter, LCD Display, Voltage Input |  |  | H7EC-N | 30Hz, 1kHz |  | 0.338" (8.60mm) | LCD - Black Characters, Green Backlight |  |  |  | IP66 - Dust Tight, Water Resistant | Voltage |  |  |  | 1 (Unlimited) |  | Panel Mount | 8 |  | Up | -10°C ~ 55°C | - | Bulk | Rectangular - 45.00mm x 22.20mm |  | External, Front Panel | 1812950 |  | H7EC |  | Screw Terminal | - | None Required (Battery Included), 24VDC (Backlight) | - | 1 | https://www.unikeyic.com/media/datasheet/71/ba/5946/a1/fce4460c264977b784bf4930b0716437.pdf | https://www.unikeyic.com/products/panel-measuring-instruments-and-accessories/h7ec-nvh/20603060.html
H7ER-N-B | OMRON | 1: 115.0781 5: 110.473 10: 105.8558 | Omron Counter, H7ER Series, LCD Display, Count Mode Sec, No Voltage Input |  |  | H7ER-N | 1kHz |  | 0.338" (8.60mm) | LCD - Black Characters |  |  |  | IP66 - Dust Tight, Water Resistant | No Voltage |  |  |  | 1 (Unlimited) |  | Panel Mount | 4 |  | Up | -10°C ~ 55°C | - | Bulk | Rectangular - 45.00mm x 22.20mm |  | Non-Resettable | 408045 |  | H7ER |  | Screw Terminal | - | None Required (Battery Included) | 0.143 lb (64.86 g) | 4 | https://www.unikeyic.com/media/datasheet/10/1d/efe8/101defe82ed1708ccf0ed8f207d1fd85.pdf | https://www.unikeyic.com/products/panel-measuring-instruments-and-accessories/h7er-n-b/18538270.html
H7ER-NV | OMRON | 1: 133.606 | Omron Counter, H7ER Series, LCD Display, Count Mode: Seconds, Voltage Input |  |  | H7ER-N | 1kHz |  | 0.338" (8.60mm) | LCD - Black Characters |  |  |  | IP66 - Dust Tight, Water Resistant | Voltage |  |  |  | 1 (Unlimited) |  | Panel Mount | 4 |  | Up | -10°C ~ 55°C | - | Box | Rectangular - 45.00mm x 22.20mm |  | Non-Resettable | 1812952 |  | H7ER |  | Screw Terminal | - | None Required (Battery Included) | 0.143 lb (64.86 g) | 1 | https://www.unikeyic.com/media/datasheet/10/1d/efe8/101defe82ed1708ccf0ed8f207d1fd85.pdf | https://www.unikeyic.com/products/panel-measuring-instruments-and-accessories/h7er-nv/18438712.html
H7ER-NV-BH | OMRON | 1: 233.816 5: 221.826 10: 211.013 | Omron Counter, H7ER Series, LCD Display, Count Mode: Seconds, Voltage Input |  |  | H7ER-N | 1kHz |  | 0.338" (8.60mm) | LCD - Black Characters, Green Backlight |  |  |  | IP66 - Dust Tight, Water Resistant | Voltage |  |  |  | 1 (Unlimited) |  | Panel Mount | 4 |  | Up | -10°C ~ 55°C | - | Bulk | Rectangular - 45.00mm x 22.20mm |  | Non-Resettable |  |  | H7ER |  | Screw Terminal | - | None Required (Battery Included), 24VDC (Backlight) | 0.143 lb (64.86 g) | 2 | https://www.unikeyic.com/media/datasheet/10/1d/efe8/101defe82ed1708ccf0ed8f207d1fd85.pdf | https://www.unikeyic.com/products/panel-measuring-instruments-and-accessories/h7er-nv-bh/21386498.html
H7ER-NV1-B | OMRON | 1: 137.7864 | Self-Powered Tachometer |  |  | H7ER-N | 10kHz |  | 0.338" (8.60mm) | LCD - Black Characters |  |  |  | IP66 - Dust Tight, Water Resistant | Voltage |  |  |  | 1 (Unlimited) |  | Panel Mount | 5 |  | Up | -10°C ~ 55°C | - | Box | Rectangular - 45.00mm x 22.20mm |  | Non-Resettable |  |  | H7ER |  | Screw Terminal | - | None Required (Battery Included) | 0.143 lb (64.86 g) | 1 | https://www.unikeyic.com/media/datasheet/10/1d/efe8/101defe82ed1708ccf0ed8f207d1fd85.pdf | https://www.unikeyic.com/products/panel-measuring-instruments-and-accessories/h7er-nv1-b/18769368.html
H7ET N B | OMRON | 2: 96.8 | Omron Counter, H7E Series, LCD Display |  |  | H7ET-N | - |  | 0.338" (8.60mm) | LCD - Black Characters |  |  |  | IP66 - Dust Tight, Water Resistant | No Voltage |  |  |  | 1 (Unlimited) |  | Panel Mount | 7 |  | Up | -10°C ~ 55°C | - | Bulk | Rectangular - 45.00mm x 22.20mm |  | External, Front Panel | 206350 |  | H7ET |  | Screw Terminal | 999999.9hrs; 3999day23.9hrs | None Required (Battery Included) | - | 7 | https://www.unikeyic.com/media/datasheet/10/1d/efe8/101defe82ed1708ccf0ed8f207d1fd85.pdf | https://www.unikeyic.com/products/panel-measuring-instruments-and-accessories/h7et-n-b/21786583.html
H7ET-N1 | OMRON | 1: 133.606 | Self-Powered Time Counter |  |  | H7ET-N | - |  | 0.338" (8.60mm) | LCD - Black Characters |  |  |  | IP66 - Dust Tight, Water Resistant | No Voltage |  |  |  | 1 (Unlimited) |  | Panel Mount | 7 |  | Up | -10°C ~ 55°C | - | Bulk | Rectangular - 45.00mm x 22.20mm |  | External, Front Panel | 1812957 |  | H7ET |  | Screw Terminal | 9999hrs59.9min; 999hrs59min59sec | None Required (Battery Included) | - | 1 | https://www.unikeyic.com/media/datasheet/10/1d/efe8/101defe82ed1708ccf0ed8f207d1fd85.pdf | https://www.unikeyic.com/products/panel-measuring-instruments-and-accessories/h7et-n1/20889340.html
H7ET-N1-B | OMRON | 1: 125.0903 | Omron Counter, H7E Series, LCD Display |  |  | H7ET-N | - |  | 0.338" (8.60mm) | LCD - Black Characters |  |  |  | IP66 - Dust Tight, Water Resistant | No Voltage |  |  |  | 1 (Unlimited) |  | Panel Mount | 7 |  | Up | -10°C ~ 55°C | - | Box | Rectangular - 45.00mm x 22.20mm |  | External, Front Panel | 206353 |  | H7ET |  | Screw Terminal | 999999.9hrs; 3999day23.9hrs | None Required (Battery Included) | - | 4 | https://www.unikeyic.com/media/datasheet/10/1d/efe8/101defe82ed1708ccf0ed8f207d1fd85.pdf | https://www.unikeyic.com/products/panel-measuring-instruments-and-accessories/h7et-n1-b/15444977.html
H7ET-NFV | OMRON | 1: 154.8724 | Omron Counter H7E Series LCD Display 24-240V AC/DC Voltage Input |  |  | H7ET-N | - |  | 0.338" (8.60mm) | LCD - Black Characters |  |  |  | IP66 - Dust Tight, Water Resistant | Voltage |  |  |  | 1 (Unlimited) |  | Panel Mount | 7 |  | Up | -10°C ~ 55°C | - | Bulk | Rectangular - 45.00mm x 22.20mm |  | External, Front Panel | 1812958 |  | H7ET |  | Screw Terminal | 999999.9hrs; 3999day23.9hrs | None Required (Battery Included) | - | 2 | https://www.unikeyic.com/media/datasheet/10/1d/efe8/101defe82ed1708ccf0ed8f207d1fd85.pdf | https://www.unikeyic.com/products/panel-measuring-instruments-and-accessories/h7et-nfv/16170464.html
H7ET-NFV-B | OMRON | 1: 154.8724 | Omron H7E Series Time Relay |  |  | H7ET-N | - |  | 0.338" (8.60mm) | LCD - Black Characters |  |  |  | IP66 - Dust Tight, Water Resistant | Voltage |  |  |  | 1 (Unlimited) |  | Panel Mount | 7 |  | Up | -10°C ~ 55°C | - | Bulk | Rectangular - 45.00mm x 22.20mm |  | External, Front Panel |  |  | H7ET |  | Screw Terminal | 999999.9hrs; 3999day23.9hrs | None Required (Battery Included) | - | 13 | https://www.unikeyic.com/media/datasheet/10/1d/efe8/101defe82ed1708ccf0ed8f207d1fd85.pdf | https://www.unikeyic.com/products/panel-measuring-instruments-and-accessories/h7et-nfv-b/16249587.html
H7ET-NFV1-B | OMRON | 1: 154.8724 | Omron H7E Counter, LCD, 24-240 V AC/DC, Voltage Input |  |  | H7ET-N | - |  | 0.338" (8.60mm) | LCD - Black Characters |  |  |  | IP66 - Dust Tight, Water Resistant | Voltage |  |  |  | 1 (Unlimited) |  | Panel Mount | 7 |  | Up | -10°C ~ 55°C | - | Bulk | Rectangular - 45.00mm x 22.20mm |  | External, Front Panel |  |  | H7ET |  | Screw Terminal | 9999hrs59.9min; 999hrs59min59sec | None Required (Battery Included) | - | 13 | https://www.unikeyic.com/media/datasheet/10/1d/efe8/101defe82ed1708ccf0ed8f207d1fd85.pdf | https://www.unikeyic.com/products/panel-measuring-instruments-and-accessories/h7et-nfv1-b/16794999.html
H7ET-NV-B | OMRON | 1: 125.0903 | Time Delay Relay, Panel Mount, 48mm × 53.5mm × 24mm |  |  | H7ET-N | - |  | 0.338" (8.60mm) | LCD - Black Characters |  |  |  | IP66 - Dust Tight, Water Resistant | Voltage |  |  |  | 1 (Unlimited) |  | Panel Mount | 7 |  | Up | -10°C ~ 55°C | - | Bulk | Rectangular - 45.00mm x 22.20mm |  | External, Front Panel | 206352 |  | H7ET |  | Screw Terminal | 999999.9hrs; 3999day23.9hrs | None Required (Battery Included) | - | 20 | https://www.unikeyic.com/media/datasheet/10/1d/efe8/101defe82ed1708ccf0ed8f207d1fd85.pdf | https://www.unikeyic.com/products/panel-measuring-instruments-and-accessories/h7et-nv-b/21642841.html
H7ET-NV-BH | OMRON |  | Omron Counter H7ET Series LCD Display 4.5-30V DC Power Count Mode Seconds Voltage Input |  |  | H7ET-N | - |  | 0.338" (8.60mm) | LCD - Black Characters, Green Backlight |  |  |  | IP66 - Dust Tight, Water Resistant | Voltage |  |  |  | 1 (Unlimited) |  | Panel Mount | 7 |  | Up | -10°C ~ 55°C | - | Box | Rectangular - 45.00mm x 22.20mm |  | External, Front Panel |  |  | H7ET |  | Screw Terminal | 999999.9hrs; 3999day23.9hrs | None Required (Battery Included), 24VDC (Backlight) | - |  | https://www.unikeyic.com/media/datasheet/10/1d/efe8/101defe82ed1708ccf0ed8f207d1fd85.pdf | https://www.unikeyic.com/products/panel-measuring-instruments-and-accessories/h7et-nv-bh/20149796.html
H7ET-NV1 | OMRON | 1: 133.606 | Omron H7E Counter, LCD Display, 4.5-30V DC Power, Voltage Input |  |  | H7ET-N | - |  | 0.338" (8.60mm) | LCD - Black Characters |  |  |  | IP66 - Dust Tight, Water Resistant | Voltage |  |  |  | 1 (Unlimited) |  | Panel Mount | 7 |  | Up | -10°C ~ 55°C | - | Box | Rectangular - 45.00mm x 22.20mm |  | External, Front Panel | 1812962 |  | H7ET |  | Screw Terminal | 9999hrs59.9min; 999hrs59min59sec | None Required (Battery Included) | 0.132 lb (59.87 g) | 2 | https://www.unikeyic.com/media/datasheet/10/1d/efe8/101defe82ed1708ccf0ed8f207d1fd85.pdf | https://www.unikeyic.com/products/panel-measuring-instruments-and-accessories/h7et-nv1/15562610.html
H7ET-NV1-B | OMRON | 1: 133.606 | Omron Runtime Meter H7ET-NV1-B, LCD, 7Digit, 4.5 → 30 V DC |  |  | H7ET-N | - |  | 0.338" (8.60mm) | LCD - Black Characters |  |  |  | IP66 - Dust Tight, Water Resistant | Voltage |  |  |  | 1 (Unlimited) |  | Panel Mount | 7 |  | Up | -10°C ~ 55°C | - | Bulk | Rectangular - 45.00mm x 22.20mm |  | External, Front Panel | 408048 |  | H7ET |  | Screw Terminal | 9999hrs59.9min; 999hrs59min59sec | None Required (Battery Included) | - | 3 | https://www.unikeyic.com/media/datasheet/10/1d/efe8/101defe82ed1708ccf0ed8f207d1fd85.pdf | https://www.unikeyic.com/products/panel-measuring-instruments-and-accessories/h7et-nv1-b/15696710.html
H7ET-NV1-BH | OMRON | 1: 148.917 | Omron Omron Counter, H7Eseries, LCDdisplay, 24 V DC power supply, Voltage input |  |  | H7ET-N | - |  | 0.338" (8.60mm) | LCD - Black Characters, Green Backlight |  |  |  | IP66 - Dust Tight, Water Resistant | Voltage |  |  |  | 1 (Unlimited) |  | Panel Mount | 7 |  | Up | -10°C ~ 55°C | - | Bulk | Rectangular - 45.00mm x 22.20mm |  | External, Front Panel | 408049 |  | H7ET |  | Screw Terminal | 9999hrs59.9min; 999hrs59min59sec | None Required (Battery Included), 24VDC (Backlight) | - | 3 | https://www.unikeyic.com/media/datasheet/10/1d/efe8/101defe82ed1708ccf0ed8f207d1fd85.pdf | https://www.unikeyic.com/products/panel-measuring-instruments-and-accessories/h7et-nv1-bh/14550119.html
H7ETN | OMRON | 1: 95.0484 5: 95.0484 10: 95.0484 | Omron Omron Counter, H7Eseries, LCDdisplay, 4.5 → 30 V DC power supply |  |  |  | - |  | 0.338" (8.60mm) | LCD - Black Characters |  |  |  | IP66 - Dust Tight, Water Resistant | No Voltage |  |  |  | 1 (Unlimited) |  | Panel Mount | 7 |  | Up | -10°C ~ 55°C | - | Box | Rectangular - 45.00mm x 22.20mm |  | External, Front Panel |  |  | H7ET |  | Screw Terminal | 999999.9hrs; 3999day23.9hrs | None Required (Battery Included) | 0.132 lb (59.87 g) | 1 | https://www.unikeyic.com/media/datasheet/10/1d/efe8/101defe82ed1708ccf0ed8f207d1fd85.pdf | https://www.unikeyic.com/products/panel-measuring-instruments-and-accessories/h7etn/15159155.html
H7ETNFV1 | OMRON | 1: 189.2068 | Omron Counter H7E Series LCD Display 24-240V AC/DC Voltage Input |  |  | H7ET-N | - |  | 0.338" (8.60mm) | LCD - Black Characters |  |  |  | IP66 - Dust Tight, Water Resistant | Voltage |  |  |  | 1 (Unlimited) |  | Panel Mount | 7 |  | Up | -10°C ~ 55°C | - | Bulk | Rectangular - 45.00mm x 22.20mm |  | External, Front Panel | 1812959 |  | H7ET |  | Screw Terminal | 9999hrs59.9min; 999hrs59min59sec | None Required (Battery Included) | - | 20 | https://www.unikeyic.com/media/datasheet/7a/77/50fb/7a/4f2de8fab49ee89ad1828814a25a5869.pdf | https://www.unikeyic.com/products/panel-measuring-instruments-and-accessories/h7etnfv1/20143563.html
H7GP-C | OMRON | 1: 369.229 | Omron Omron Counter, H7GPseries, LCDdisplay, 100 → 240 V AC power, Counting mode Second, Voltage input |  |  |  | 30Hz, 5kHz |  | 0.334" (8.50mm) | LCD - Red Characters, Backlight |  |  |  | IP66 - Dust Tight, Water Resistant | No Voltage, Voltage |  |  |  | 1 (Unlimited) |  | Panel Mount | 6 |  | Up | -10°C ~ 55°C | - | Bulk | Rectangular - 45.00mm x 22.20mm |  | External, Front Panel |  |  | H7GP |  | Screw Terminal | - | 100 ~ 240VAC | - | 6 | https://www.unikeyic.com/media/datasheet/76/62/ddfe/76/f989fdb4f988eb7c323abb4eef45274b.pdf | https://www.unikeyic.com/products/panel-measuring-instruments-and-accessories/h7gp-c/21143159.html
HB8260-R36-90 | Honeywell | 1: 206.613 2: 196.779 | Digital Panel Meters Hour Meters | [25 empty] | Final sale | [9 empty] | 4 | https://www.unikeyic.com/media/about_us/Unikey_ISO_9001_Certification.pdf | https://www.unikeyic.com/products/panel-measuring-instruments-and-accessories/hb8260-r36-90/20765673.html
IS 10992 | Sifam Tinsley | 1: 61.7438 5: 57.4542 10: 55.0668 | Sifam Tinsley DC Panel Meter, ±2.5% Accuracy, 42.4mm × 20.2mm Cutout |  | Industrial |  |  | IS 10992 Sifam Tinsley | [14 empty] | -25℃~55℃ | [15 empty] | 4 | https://www.unikeyic.com/media/datasheet/16/fd/66d4/16/964f74267de4dc08e0ee8cee68854584.pdf | https://www.unikeyic.com/products/panel-measuring-instruments-and-accessories/is-10992/14365100.html
IS 10994 | Sifam Tinsley | 1: 56.6433 5: 52.7037 10: 50.5103 | Sifam Tinsley DC Panel Meter, ±2.5% Accuracy, 42.4mm × 20.2mm Cutout |  | Industrial |  |  | IS 10994 Sifam Tinsley | [14 empty] | -25℃~55℃ | [15 empty] | 16 | https://www.unikeyic.com/media/datasheet/16/fd/66d4/16/964f74267de4dc08e0ee8cee68854584.pdf | https://www.unikeyic.com/products/panel-measuring-instruments-and-accessories/is-10994/15156615.html
IS 10995 | Sifam Tinsley | 1: 39.9916 5: 38.3914 10: 35.665 | Sifam Tinsley DC Panel Meter, ±2.5% Accuracy, 42.4mm × 20.2mm Cutout |  | Industrial |  |  | IS 10995 Sifam Tinsley | [14 empty] | -25℃~55℃ | [15 empty] | 1 | https://www.unikeyic.com/media/datasheet/16/fd/66d4/16/964f74267de4dc08e0ee8cee68854584.pdf | https://www.unikeyic.com/products/panel-measuring-instruments-and-accessories/is-10995/14556950.html
IS 10996 | Sifam Tinsley | 1: 55.5682 5: 51.7221 10: 49.5529 | Sifam Tinsley DC Panel Meter, ±2.5% Accuracy, 42.4mm × 20.2mm Cutout |  | Industrial |  |  | IS 10996 Sifam Tinsley | [14 empty] | -25℃~55℃ | [15 empty] | 7 | https://www.unikeyic.com/media/datasheet/16/fd/66d4/16/964f74267de4dc08e0ee8cee68854584.pdf | https://www.unikeyic.com/products/panel-measuring-instruments-and-accessories/is-10996/15912768.html
IS 10999 | Sifam Tinsley | 1: 56.9058 5: 52.9703 10: 50.7526 | Sifam Tinsley DC Panel Meter, ±2.5% Accuracy, 42.4mm × 20.2mm Cutout |  | Industrial |  |  | IS 10999 Sifam Tinsley | [14 empty] | -25℃~55℃ | [15 empty] | 1 | https://www.unikeyic.com/media/datasheet/16/fd/66d4/16/964f74267de4dc08e0ee8cee68854584.pdf | https://www.unikeyic.com/products/panel-measuring-instruments-and-accessories/is-10999/16395855.html
IS 11001 | Sifam Tinsley | 1: 59.4186 5: 55.9757 10: 53.6853 | Sifam Tinsley DC Panel Meter, ±1.5%, 73.7mm × 32.3mm |  | Industrial |  |  | IS 11001 Sifam Tinsley | [14 empty] | -25℃~55℃ | [15 empty] | 34 | https://www.unikeyic.com/media/datasheet/16/fd/66d4/16/964f74267de4dc08e0ee8cee68854584.pdf | https://www.unikeyic.com/products/panel-measuring-instruments-and-accessories/is-11001/14480702.html
IS 11002 | Sifam Tinsley | 1: 50.9802 5: 47.4443 10: 45.4689 | Sifam Tinsley DC Panel Meter, ±1.5%, 73.7mm × 32.3mm |  | Industrial |  |  | IS 11002 Sifam Tinsley | [14 empty] | -25℃~55℃ | [15 empty] | 8 | https://www.unikeyic.com/media/datasheet/16/fd/66d4/16/964f74267de4dc08e0ee8cee68854584.pdf | https://www.unikeyic.com/products/panel-measuring-instruments-and-accessories/is-11002/19822392.html
IS 11003 | Sifam Tinsley | 1: 51.37 | Sifam Tinsley DC Panel Meter, ±1.5%, 73.7mm × 32.3mm |  | Industrial |  |  | IS 11003 Sifam Tinsley | [14 empty] | -25℃~55℃ | [15 empty] | 9 | https://www.unikeyic.com/media/datasheet/16/fd/66d4/16/964f74267de4dc08e0ee8cee68854584.pdf | https://www.unikeyic.com/products/panel-measuring-instruments-and-accessories/is-11003/14370251.html
IS 11005 | Sifam Tinsley | 1: 50.8552 5: 47.3231 10: 45.3477 | Sifam Tinsley DC Panel Meter ±1.5% 73.7mm × 32.3mm |  | Industrial |  |  | IS 11005 Sifam Tinsley | [14 empty] | -25℃~55℃ | [15 empty] | 28 | https://www.unikeyic.com/media/datasheet/16/fd/66d4/16/964f74267de4dc08e0ee8cee68854584.pdf | https://www.unikeyic.com/products/panel-measuring-instruments-and-accessories/is-11005/22712502.html
IS 11006 | Sifam Tinsley | 1: 43.9045 5: 40.8517 10: 39.1551 | Sifam Tinsley DC Analog Voltmeter |  | Industrial |  |  | IS 11006 Sifam Tinsley | [14 empty] | -25℃~55℃ | [15 empty] | 7 | https://www.unikeyic.com/media/datasheet/16/fd/66d4/16/964f74267de4dc08e0ee8cee68854584.pdf | https://www.unikeyic.com/products/panel-measuring-instruments-and-accessories/is-11006/18423455.html
IS 11010 | Sifam Tinsley | 1: 59.2185 5: 55.1032 10: 52.8128 | Sifam Tinsley , ±1.5%accuracy, 91.5mmx40.5mmsection |  | Industrial |  |  | IS 11010 Sifam Tinsley | [14 empty] | -25℃~55℃ | [15 empty] | 15 | https://www.unikeyic.com/media/datasheet/16/fd/66d4/16/964f74267de4dc08e0ee8cee68854584.pdf | https://www.unikeyic.com/products/panel-measuring-instruments-and-accessories/is-11010/15814863.html
IS 11011 | Sifam Tinsley | 1: 54.8306 5: 51.0314 10: 48.8985 | Sifam Tinsley , ±1.5%accuracy, 91.5mmx40.5mmsection |  | Industrial |  |  | IS 11011 Sifam Tinsley | [14 empty] | -25℃~55℃ | [15 empty] | 4 | https://www.unikeyic.com/media/datasheet/16/fd/66d4/16/964f74267de4dc08e0ee8cee68854584.pdf | https://www.unikeyic.com/products/panel-measuring-instruments-and-accessories/is-11011/23133989.html
IS 11012 | Sifam Tinsley | 1: 58.5685 5: 54.5094 10: 52.2432 | Sifam Tinsley DC Panel Meter, ±1.5%, 91.5mm × 40.5mm Cutout |  | Industrial |  |  | IS 11012 Sifam Tinsley | [14 empty] | -25℃~55℃ | [15 empty] | 16 | https://www.unikeyic.com/media/datasheet/16/fd/66d4/16/964f74267de4dc08e0ee8cee68854584.pdf | https://www.unikeyic.com/products/panel-measuring-instruments-and-accessories/is-11012/15512414.html
IS 11013 | Sifam Tinsley | 1: 55.8182 5: 51.9403 10: 49.7831 | Sifam Tinsley , ±1.5%accuracy, 91.5mmx40.5mmsection |  | Industrial |  |  | IS 11013 Sifam Tinsley | [14 empty] | -25℃~55℃ | [15 empty] | 3 | https://www.unikeyic.com/media/datasheet/16/fd/66d4/16/964f74267de4dc08e0ee8cee68854584.pdf | https://www.unikeyic.com/products/panel-measuring-instruments-and-accessories/is-11013/20919293.html
IS 11014 | Sifam Tinsley | 1: 53.7555 5: 50.0255 10: 47.9411 | Sifam Tinsley , ±1.5%accuracy, 91.5mmx40.5mmsection |  | Industrial |  |  | IS 11014 Sifam Tinsley | [14 empty] | -25℃~55℃ | [15 empty] | 20 | https://www.unikeyic.com/media/datasheet/16/fd/66d4/16/964f74267de4dc08e0ee8cee68854584.pdf | https://www.unikeyic.com/products/panel-measuring-instruments-and-accessories/is-11014/22851705.html
IS 11019 | Sifam Tinsley | 1: 59.6186 5: 55.4789 10: 53.1642 | Sifam Tinsley DC Panel Meter, ±1.5% Accuracy, 121mm × 55.5mm Cutout |  | Industrial |  |  | IS 11019 Sifam Tinsley | [14 empty] | -25℃~55℃ | [15 empty] | 7 | https://www.unikeyic.com/media/datasheet/16/fd/66d4/16/964f74267de4dc08e0ee8cee68854584.pdf | https://www.unikeyic.com/products/panel-measuring-instruments-and-accessories/is-11019/16453753.html
IS 11020 | Sifam Tinsley | 1: 66.4991 | Sifam Tinsley DC Panel Meter, ±1.5% Accuracy, 121mm × 55.5mm Face |  | Industrial |  |  | IS 11020 Sifam Tinsley | [14 empty] | -25℃~55℃ | [15 empty] | 2 | https://www.unikeyic.com/media/datasheet/16/fd/66d4/16/964f74267de4dc08e0ee8cee68854584.pdf | https://www.unikeyic.com/products/panel-measuring-instruments-and-accessories/is-11020/21815910.html
IS 11021 | Sifam Tinsley | 1: 55.5682 5: 51.7221 10: 49.5529 | Sifam Tinsley DC Panel Meter, ±1.5% Accuracy, 121mm × 55.5mm Face |  | Industrial |  |  | IS 11021 Sifam Tinsley | [14 empty] | -25℃~55℃ | [15 empty] | 2 | https://www.unikeyic.com/media/datasheet/16/fd/66d4/16/964f74267de4dc08e0ee8cee68854584.pdf | https://www.unikeyic.com/products/panel-measuring-instruments-and-accessories/is-11021/22055371.html
IS 11022 | Sifam Tinsley | 1: 61.7678 | Sifam Tinsley , ±1.5%accuracy, 121mmx55.5mmsection |  | Industrial |  |  | IS 11022 Sifam Tinsley | [14 empty] | -25℃~55℃ | [15 empty] | 2 | https://www.unikeyic.com/media/datasheet/16/fd/66d4/16/964f74267de4dc08e0ee8cee68854584.pdf | https://www.unikeyic.com/products/panel-measuring-instruments-and-accessories/is-11022/20370235.html
IS 11023 | Sifam Tinsley | 1: 60.1436 5: 55.9757 10: 53.649 | Sifam Tinsley , ±1.5%accuracy, 121mmx55.5mmsection |  | Industrial |  |  | IS 11023 Sifam Tinsley | [14 empty] | -25℃~55℃ | [15 empty] | 11 | https://www.unikeyic.com/media/datasheet/16/fd/66d4/16/964f74267de4dc08e0ee8cee68854584.pdf | https://www.unikeyic.com/products/panel-measuring-instruments-and-accessories/is-11023/21268775.html
IS 11026 | Sifam Tinsley | 1: 66.618 5: 61.9963 10: 59.4126 | Sifam Tinsley , ±1.5%accuracy, 121mmx55.5mmsection |  | Industrial |  |  | IS 11026 Sifam Tinsley | [14 empty] | -25℃~55℃ | [15 empty] | 1 | https://www.unikeyic.com/media/datasheet/16/fd/66d4/16/964f74267de4dc08e0ee8cee68854584.pdf | https://www.unikeyic.com/products/panel-measuring-instruments-and-accessories/is-11026/20741888.html
IS 11175 | Sifam Tinsley | 1: 61.0062 5: 56.7756 10: 54.4003 | Sifam Tinsley AC Analog Voltmeter, AL19W Series |  | Industrial |  |  | IS 11175 Sifam Tinsley | [14 empty] | -25℃~55℃ | [15 empty] | 2 | https://www.unikeyic.com/media/datasheet/65/4e/8a82/65/d3be7570c03251202dc56dfcc477096f.pdf | https://www.unikeyic.com/products/panel-measuring-instruments-and-accessories/is-11175/18066551.html
IS 11179 | Sifam Tinsley | 1: 66.3943 5: 61.789 10: 59.215 | Sifam Tinsley AC Analog Panel Voltmeter |  | Industrial |  |  | IS 11179 Sifam Tinsley | [14 empty] | -25℃~55℃ | [15 empty] | 15 | https://www.unikeyic.com/media/datasheet/65/4e/8a82/65/d3be7570c03251202dc56dfcc477096f.pdf | https://www.unikeyic.com/products/panel-measuring-instruments-and-accessories/is-11179/21798632.html
IS 11180 | Sifam Tinsley | 1: 65.4192 5: 60.8838 10: 58.351 | Sifam Tinsley AC Panel Voltmeter AL39W Series |  | Industrial |  |  | IS 11180 Sifam Tinsley | [14 empty] | -25℃~55℃ | [15 empty] | 5 | https://www.unikeyic.com/media/datasheet/65/4e/8a82/65/d3be7570c03251202dc56dfcc477096f.pdf | https://www.unikeyic.com/products/panel-measuring-instruments-and-accessories/is-11180/19801763.html
K33-CPB | OMRON | 1: 112.674 | Omron Output card K33-CPB | Option Card, Output/Sensor Power | [7 empty] | K3HB-V Series | - | [5 empty] | 1 (Unlimited) | [7 empty] | Bulk | [5 empty] | K3HB | Relay, 10VDC @ 100mA |  |  |  |  | 4 | https://www.unikeyic.com/media/datasheet/b2/04/9ccf/b2049ccfef35e9e535364e544f0c8060.pdf | https://www.unikeyic.com/products/panel-measuring-instruments-and-accessories/k33-cpb/19050279.html
K33-L1B | OMRON | 1: 658.955 5: 625.174 10: 594.671 | Omron Communication Module, Ethernet Communication Module for Communication | Option Card, Output/Sensor Power | [7 empty] | K3HB-V Series | - | [5 empty] | 1 (Unlimited) | [7 empty] | Bulk |  |  |  | 1813199 |  | K3HB | Process Current Output, 10VDC @ 100mA |  |  |  |  | 2 | https://www.unikeyic.com/media/datasheet/48/16/5291/48/d2b2551467d19bc230d35b0dfc41d571.pdf | https://www.unikeyic.com/products/panel-measuring-instruments-and-accessories/k33-l1b/20101010.html
K34-C2 | OMRON | 1: 131.4134 3: 122.3007 5: 117.1988 | Omron Relay Module K34-C2 | Option Card, Output | [7 empty] | K3HB Series | - | [5 empty] | 1 (Unlimited) | [7 empty] | Bulk |  |  |  | 1813203 |  | K3HB | Relay (4) |  |  |  |  | 3 | https://www.unikeyic.com/media/datasheet/46/93/ae05/4693ae05427be9680757029c264708c8.pdf | https://www.unikeyic.com/products/panel-measuring-instruments-and-accessories/k34-c2/17985089.html
K3GN-NDC 24VDC | OMRON | 1: 342.9402 | Omron K3GN Digital Panel Meter, Measure Current/Pulse/Voltage, 22.2mm Cutout, 7-Segment LCD |  |  | K3GN-ND |  |  | 0.275" (7.00mm) | LCD - Dual Color Characters, Backlight | - |  |  | IP66 - Dust Tight, Water Resistant |  |  | 4 ~ 20mA, ±10VDC | Process | 1 (Unlimited) |  | Panel Mount | 5 |  |  | -10°C ~ 55°C | Relay (2) | Bulk | Rectangular - 45.00mm x 22.20mm |  |  | 2669590 |  | K3GN |  | Screw Terminal |  | 24VDC | 0.221 lb (100.24 g) | 1 | https://www.unikeyic.com/media/datasheet/78/e2/26d8/78e226d8402ce6253b8e2e1933ab929a.pdf | https://www.unikeyic.com/products/panel-measuring-instruments-and-accessories/k3gn-ndc-24vdc/21079977.html
K3GN-NDC-FLK 24VDC | OMRON | 1: 366.8053 | Omron Digital Panel Meter, Current/Voltage, 22mm Cutout, LCD |  |  | K3GN-ND |  |  | 0.275" (7.00mm) | LCD - Dual Color Characters, Backlight | Serial Communications Output |  |  | IP66 - Dust Tight, Water Resistant |  |  | 4 ~ 20mA, ±10VDC | Process | 1 (Unlimited) |  | Panel Mount | 5 |  |  | -10°C ~ 55°C | Relay (2) | Bulk | Rectangular - 45.00mm x 22.20mm |  |  | 2669589 |  | K3GN |  | Screw Terminal |  | 24VDC | 0.221 lb (100.24 g) | 1 | https://www.unikeyic.com/media/datasheet/78/e2/26d8/78e226d8402ce6253b8e2e1933ab929a.pdf | https://www.unikeyic.com/products/panel-measuring-instruments-and-accessories/k3gn-ndc-flk-24vdc/20936894.html
K3GN-NDC-L2 24VDC | OMRON | 1: 857.1096 | 1/32 DIN Digital Panel Meter For Downsizing Equipment And Control Panels |  |  | K3GN-ND |  |  | 0.275" (7.00mm) | LCD - Dual Color Characters, Backlight | - |  |  | IP66 - Dust Tight, Water Resistant |  |  | 4 ~ 20mA, ±10VDC | Process | 1 (Unlimited) |  | Panel Mount | 5 |  |  | -10°C ~ 55°C | Analog, Relay (2) | Bulk | Rectangular - 45.00mm x 22.20mm |  |  | 4079404 |  | K3GN |  | Screw Terminal |  | 24VDC | 0.221 lb (100.24 g) | 1 | https://www.unikeyic.com/media/datasheet/78/e2/26d8/78e226d8402ce6253b8e2e1933ab929a.pdf | https://www.unikeyic.com/products/panel-measuring-instruments-and-accessories/k3gn-ndc-l2-24vdc/13917091.html
K3GN-NDT1 24VDC | OMRON | 1: 344.4726 | Din Digital Panel Meter 1/32 |  |  | K3GN-ND |  |  | 0.275" (7.00mm) | LCD - Dual Color Characters, Backlight | - |  |  | IP66 - Dust Tight, Water Resistant |  |  | 4 ~ 20mA, ±10VDC | Process | 1 (Unlimited) |  | Panel Mount | 5 |  |  | -10°C ~ 55°C | Solid State (3) | Bulk | Rectangular - 45.00mm x 22.20mm |  |  | 2669592 |  | K3GN |  | Screw Terminal |  | 24VDC | 0.221 lb (100.24 g) | 8 | https://www.unikeyic.com/media/datasheet/78/e2/26d8/78e226d8402ce6253b8e2e1933ab929a.pdf | https://www.unikeyic.com/products/panel-measuring-instruments-and-accessories/k3gn-ndt1-24vdc/23404724.html
K3GN-NDT1-FLK 24VDC | OMRON | 1: 536.4792 | Din Digital Panel Meter 1/32 |  |  | K3GN-ND |  |  | 0.275" (7.00mm) | LCD - Dual Color Characters, Backlight | Serial Communications Output |  |  | IP66 - Dust Tight, Water Resistant |  |  | 4 ~ 20mA, ±10VDC | Process | 1 (Unlimited) |  | Panel Mount | 5 |  |  | -10°C ~ 55°C | Solid State (3) | Bulk | Rectangular - 45.00mm x 22.20mm |  |  | 2669591 |  | K3GN |  | Screw Terminal |  | 24VDC | 0.221 lb (100.24 g) | 1 | https://www.unikeyic.com/media/datasheet/78/e2/26d8/78e226d8402ce6253b8e2e1933ab929a.pdf | https://www.unikeyic.com/products/panel-measuring-instruments-and-accessories/k3gn-ndt1-flk-24vdc/21318786.html
K3GN-PDC 24VDC | OMRON | 1: 342.9402 | Omron digital panel instrument, K3GNseries, Measure current、pulse、voltage, 22.2mmhigh section, 7 paragraph LCD |  |  | K3GN-PD |  |  | 0.275" (7.00mm) | LCD - Dual Color Characters, Backlight | - |  |  | IP66 - Dust Tight, Water Resistant |  |  | 4 ~ 20mA, ±10VDC | Process | 1 (Unlimited) |  | Panel Mount | 5 |  |  | -10°C ~ 55°C | Relay (2) | Bulk | Rectangular - 45.00mm x 22.20mm |  |  | 2669596 |  | K3GN |  | Screw Terminal |  | 24VDC | 0.221 lb (100.24 g) | 11 | https://www.unikeyic.com/media/datasheet/78/e2/26d8/78e226d8402ce6253b8e2e1933ab929a.pdf | https://www.unikeyic.com/products/panel-measuring-instruments-and-accessories/k3gn-pdc-24vdc/17426662.html
K3HB-CNB100-240 VAC | OMRON | 1: 726.3879 | Omron digital panel instrument, K3HBseries, Measurement Input/Voltage Pulse, 48mmhigh section, LCD |  |  | K3HB-CN | 50kHz |  | 0.560" (14.20mm), 0.192" (4.90mm) | LCD - Dual Color Characters, Backlight |  |  |  | IP66 - Dust Tight, Water Resistant | No Voltage, Voltage |  |  |  | 1 (Unlimited) |  | Panel Mount | 5, 5 |  | Up, Down, Individual, Quadrature | -10°C ~ 55°C | Option Cards Available | Bulk | Rectangular - 92.00mm x 45.00mm |  | Front Panel, Programmable | 1813211 |  | K3HB |  | Screw Terminal | - | 100 ~ 240VAC | - | 2 | https://www.unikeyic.com/media/datasheet/5f/b4/8742/5f/2a4b52e1fc2c4da7d5cde2a3a6001ce5.pdf | https://www.unikeyic.com/products/panel-measuring-instruments-and-accessories/k3hb-cnb100-240-vac/17784294.html
K3HB-HTA 100-240 VAC | OMRON | 1: 752.0914 | Omron digital panel instrument, K3HBseries, measure temperature, 48mmhigh section, 7 Segment Digital Display,Negative Direction LCD display screen |  |  | K3HB-HT |  |  | 0.560" (14.20mm), 0.192" (4.90mm) | LCD - Dual Color Characters, Backlight | Option Cards Available |  |  | IP66 - Dust Tight, Water Resistant |  |  | -200°C ~ 2300°C | RTD, Thermocouple | 1 (Unlimited) |  | Panel Mount | 5, 5 |  |  | -10°C ~ 55°C | Option Cards Available | Bulk | Rectangular - 92.00mm x 45.00mm |  |  | 1813215 |  | K3HB-H |  | Screw Terminal |  | 100 ~ 240VAC | 0.662 lb (300.28 g) | 1 | https://www.unikeyic.com/media/datasheet/9c/24/19a1/9c/6ce9b7e795462cdcc22b525cf3f6f26b.pdf | https://www.unikeyic.com/products/panel-measuring-instruments-and-accessories/k3hb-hta-100-240-vac/14067745.html
K3HB-RNB 100-240VAC | OMRON | 1: 629.0393 | Omron digital panel instrument, K3HBseries, Frequency Measurement、rate, 48mmhigh section, 7 Segment Digital Display,Negative Direction LCD display screen |  |  | K3HB-RN | 50kHz |  | 0.560" (14.20mm), 0.192" (4.90mm) | LCD - Dual Color Characters, Backlight |  |  |  | IP66 - Dust Tight, Water Resistant | No Voltage, Voltage |  |  |  | 1 (Unlimited) |  | Panel Mount | 5, 5 |  | Up | -10°C ~ 55°C | Option Cards Available | Bulk | Rectangular - 92.00mm x 45.00mm |  | External | 1813220 |  | K3HB-R |  | Screw Terminal | - | 100 ~ 240VAC | 0.662 lb (300.28 g) | 3 | https://www.unikeyic.com/media/datasheet/4f/8b/1a73/4f/f83d06cfe9c0753ef0992114b909318b.pdf | https://www.unikeyic.com/products/panel-measuring-instruments-and-accessories/k3hb-rnb-100-240vac/15868832.html
K3HB-SSD AC100-240 | OMRON | 1: 1295.1036 | Linear Sensor Indicator for High-Speed, High Precision Measurement |  |  | K3HB-SS |  |  | 0.560" (14.20mm), 0.192" (4.90mm) | LCD - Dual Color Characters, Backlight | Option Cards Available |  |  | IP66 - Dust Tight, Water Resistant |  |  | 0 ~ 20mA, ±10VDC | Process | 1 (Unlimited) |  | Panel Mount | 5, 5 |  |  | -10°C ~ 55°C | Option Cards Available | Bulk | Rectangular - 92.00mm x 45.00mm |  |  |  |  | K3HB-S |  | Screw Terminal |  | 100 ~ 240VAC | 0.662 lb (300.28 g) | 2 | https://www.unikeyic.com/media/datasheet/f0/c5/2345/f0c52345d99d764882c2196857c96ba6.pdf | https://www.unikeyic.com/products/panel-measuring-instruments-and-accessories/k3hb-ssd-ac100-240/18181258.html
K3HB-VLC 100-240VAC | OMRON | 1: 579.4622 | Omron K3HB Series Digital Panel Meter, Weighing, 48mm High Cutout, 7-Segment Display, Negative LCD |  |  | K3HB-VL |  |  | 0.560" (14.20mm), 0.192" (4.90mm) | LCD - Dual Color Characters, Backlight | Option Cards Available |  |  | IP66 - Dust Tight, Water Resistant |  |  | ±199.99mVDC | Process | 1 (Unlimited) |  | Panel Mount | 5, 5 |  |  | -10°C ~ 55°C | Option Cards Available | Bulk | Rectangular - 92.00mm x 45.00mm |  |  | 1813226 |  | K3HB-V |  | Screw Terminal |  | 100 ~ 240VAC | 0.662 lb (300.28 g) | 8 | https://www.unikeyic.com/media/datasheet/4a/2b/5f2b/4a/d72c6b0e8f2164455853b40f79ffdc71.pdf | https://www.unikeyic.com/products/panel-measuring-instruments-and-accessories/k3hb-vlc-100-240vac/17099986.html
K3HB-XAD100-240 VAC | OMRON | 1: 597.5916 | Digital Indicators Ideal For Discriminating And Displaying Measurements For Voltage/Current Signals |  |  | K3HB-XA |  |  | 0.560" (14.20mm), 0.192" (4.90mm) | LCD - Dual Color Characters, Backlight | Option Cards Available |  |  | IP66 - Dust Tight, Water Resistant |  |  | ±199.99mA | Process | 1 (Unlimited) |  | Panel Mount | 5, 5 |  |  | -10°C ~ 55°C | Option Cards Available | Bulk | Rectangular - 92.00mm x 45.00mm |  |  | 1813230 |  | K3HB-X |  | Screw Terminal |  | 100 ~ 240VAC | 0.662 lb (300.28 g) | 3 | https://www.unikeyic.com/media/datasheet/a5/ad/e4fb/a5/684cc88811bd1cb81b0c7c4988ad71f3.pdf | https://www.unikeyic.com/products/panel-measuring-instruments-and-accessories/k3hb-xad100-240-vac/20525038.html
K3HB-XVD100-240 VAC | OMRON | 1: 453.6713 | Omron digital panel instrument, K3HBseries, Measurement Process, 48mmhigh section, 7 Segment Digital Display,Negative Direction LCD display screen |  |  | K3HB-XV |  |  | 0.560" (14.20mm), 0.192" (4.90mm) | LCD - Dual Color Characters, Backlight | Option Cards Available |  |  | IP66 - Dust Tight, Water Resistant |  |  | ±199.99VDC | Process | 1 (Unlimited) |  | Panel Mount | 5, 5 |  |  | -10°C ~ 55°C | Option Cards Available | Bulk | Rectangular - 92.00mm x 45.00mm |  |  |  |  | K3HB-X |  | Screw Terminal |  | 100 ~ 240VAC | 0.662 lb (300.28 g) | 1 | https://www.unikeyic.com/media/datasheet/4a/a4/f665/4a/bf6f85ba1ca9c2b3787c3ad43aa0f7a6.pdf | https://www.unikeyic.com/products/panel-measuring-instruments-and-accessories/k3hb-xvd100-240-vac/22236959.html
K3MA-F-A2 100-240VAC | OMRON | 1: 353.808 | High-speed Panel Meter |  |  | K3MA-F | 5kHz |  | 0.560" (14.20mm) | LCD - Dual Color Characters, Backlight |  |  |  | IP66 - Dust Tight, Water Resistant | No Voltage, Voltage |  |  |  | 1 (Unlimited) |  | Panel Mount | 5 |  | Up | -10°C ~ 55°C | Relay (2) | Bulk | Rectangular - 92.00mm x 45.00mm |  | - | 2669603 |  | K3MA-F |  | Screw Terminal | - | 100 ~ 240VAC | 0.441 lb (200.03 g) | 3 | https://www.unikeyic.com/media/datasheet/71/ba/5946/28/cb76db21e2c9fc8929bc72bc1c99fe81.pdf | https://www.unikeyic.com/products/panel-measuring-instruments-and-accessories/k3ma-f-a2-100-240vac/27141812.html
K3MA-JA2100-240VAC | OMRON | 1: 302.9468 | Process Meter, Highly Visible LCD Display With 2-Color (Red And Green) LEDs |  |  | K3MA-J |  |  | 0.560" (14.20mm) | LCD - Dual Color Characters, Backlight | - |  |  | IP66 - Dust Tight, Water Resistant |  |  | 0 ~ 20mA, ±10VDC | Process | 1 (Unlimited) |  | Panel Mount | 5 |  |  | -10°C ~ 55°C | Relay (2) | Bulk | Rectangular - 92.00mm x 45.00mm |  |  | 2669607 |  | K3MA-J |  | Screw Terminal |  | 100 ~ 240VAC | 0.441 lb (200.03 g) | 1 | https://www.unikeyic.com/media/datasheet/62/f7/b48e/62f7b48e6a398ab11dfb95aa79a6b63f.pdf | https://www.unikeyic.com/products/panel-measuring-instruments-and-accessories/k3ma-ja2100-240vac/21075897.html
K3MA-L 100-240VAC | OMRON | 1: 302.9468 | Temperature Meter With Wide Input Range |  |  | K3MA-L |  |  | 0.560" (14.20mm) | LCD - Dual Color Characters, Backlight | - |  |  | IP66 - Dust Tight, Water Resistant |  |  | -200°C ~ 1800°C | RTD, Thermocouple | 1 (Unlimited) |  | Panel Mount | 4 |  |  | -10°C ~ 55°C | - | Bulk | Rectangular - 92.00mm x 45.00mm |  |  |  |  | K3MA-L |  | Screw Terminal |  | 100 ~ 240VAC | 0.441 lb (200.03 g) | 1 | https://www.unikeyic.com/media/datasheet/61/1f/9837/611f983746657b4b6d46b95296362ce5.pdf | https://www.unikeyic.com/products/panel-measuring-instruments-and-accessories/k3ma-l-100-240vac/14654861.html
K3MA-L-C 100-240VAC | OMRON | 1: 232.2326 5: 228.0101 10: 228.0101 | Temperature Meter With Wide Input Range |  |  | K3MA-L |  |  | 0.560" (14.20mm) | LCD - Dual Color Characters, Backlight | - |  |  | IP66 - Dust Tight, Water Resistant |  |  | -200°C ~ 1800°C | RTD, Thermocouple | 1 (Unlimited) |  | Panel Mount | 4 |  |  | -10°C ~ 55°C | Relay | Bulk | Rectangular - 92.00mm x 45.00mm |  |  | 2669610 |  | K3MA-L |  | Screw Terminal |  | 100 ~ 240VAC | 0.441 lb (200.03 g) | 1 | https://www.unikeyic.com/media/datasheet/61/1f/9837/611f983746657b4b6d46b95296362ce5.pdf | https://www.unikeyic.com/products/panel-measuring-instruments-and-accessories/k3ma-l-c-100-240vac/21631218.html
K3MAJ100240VAC | OMRON | 1: 275.7031 | Process Meter, Multi-Range DC Voltage/Current Input |  |  | K3MA-J |  |  | 0.560" (14.20mm) | LCD - Dual Color Characters, Backlight | - |  |  | IP66 - Dust Tight, Water Resistant |  |  | 0 ~ 20mA, ±10VDC | Process | 1 (Unlimited) |  | Panel Mount | 5 |  |  | -10°C ~ 55°C | - | Bulk | Rectangular - 92.00mm x 45.00mm |  |  | 271254 |  | K3MA-J |  | Screw Terminal |  | 100 ~ 240VAC | 0.441 lb (200.03 g) | 1 | https://www.unikeyic.com/media/datasheet/62/f7/b48e/62f7b48e6a398ab11dfb95aa79a6b63f.pdf | https://www.unikeyic.com/products/panel-measuring-instruments-and-accessories/k3maj100240vac/22208854.html
KM50-C1-FLK | OMRON | 1: 976.374 | Low Cost Power Monitor for On-Panel Mounting and Display |  |  | KM50-C1 |  |  |  | LCD - Green Characters, Backlight |  |  |  | IP66 - Dust Tight, Water Resistant |  |  |  | Current (3-Phase), Voltage, Wattage | 1 (Unlimited) |  | DIN Rail | 5 |  |  | -10°C ~ 55°C |  | Bulk | Square - 45.00mm x 45.00mm |  |  | 4079415 |  | - |  | Screw Terminal |  | 100 ~ 240VAC |  | 1 | https://www.unikeyic.com/media/datasheet/d9/58/95a4/d95895a4132462db35fc8d66e357ca09.pdf | https://www.unikeyic.com/products/panel-measuring-instruments-and-accessories/km50-c1-flk/16922774.html
KPN1LE1-I8121462 | MICROSYST | 1: 743.4993 5: 713.7603 10: 684.0213 | microSYST digital panel instrument, MIPANseries, MeasurementProfinet, 7 paragraph LED |  | Commercial Grade |  |  | KPN1LE1-I8121462 MICROSYST | [14 empty] | 0℃~50℃ | [15 empty] | 22 | https://www.unikeyic.com/media/datasheet/33/1b/35c5/33/0c29b25a50d8aed3e8bed715a7caecae.pdf | https://www.unikeyic.com/products/panel-measuring-instruments-and-accessories/kpn1le1-i8121462/22314813.html
LD200400 | RED LION | 1: 719.5167 | Red Lion Counter, LED Display, Count Mode Sec, Logic Input |  |  |  | 50Hz, 25kHz |  | 2.250" (57.00mm) | LED - Red Characters |  |  |  | IP66 - Dust Tight, Water Resistant | Voltage |  |  |  | 1 (Unlimited) |  | Chassis Mount | 4 |  | Up, Down, Command, Individual, Quadrature | 0°C ~ 65°C | - | Box | - |  | External | 945711 |  | LD |  | Screw Terminal | - | 50 ~ 250VAC | - | 1 | https://www.unikeyic.com/media/about_us/Unikey_ISO_9001_Certification.pdf | https://www.unikeyic.com/products/panel-measuring-instruments-and-accessories/ld200400/19690321.html
LD200600 | RED LION | 1: 813.8477 | Red Lion Counter, LED Display, Count Mode Sec, Logic Input |  |  |  | 50Hz, 25kHz |  | 2.250" (57.00mm) | LED - Red Characters |  |  |  | IP66 - Dust Tight, Water Resistant | Voltage |  |  |  | 1 (Unlimited) |  | Chassis Mount | 6 |  | Up, Down, Command, Individual, Quadrature | 0°C ~ 65°C | - | Bulk | - |  | External | 936875 |  | LD |  | Screw Terminal | - | 50 ~ 250VAC | - | 4 | https://www.unikeyic.com/media/about_us/Unikey_ISO_9001_Certification.pdf | https://www.unikeyic.com/products/panel-measuring-instruments-and-accessories/ld200600/16776703.html
LD2A05P0 | RED LION | 1: 1150.3081 5: 1127.3191 10: 1104.7543 | Red Lion Digital Panel Meter, LDA Series, Measures Current, Voltage, LED |  |  | LD2A05 |  |  | 2.250" (57.00mm) | LED - Red Characters | Serial Communications Output |  |  | IP65 - Dust Tight, Water Resistant |  |  | 0 ~ 200mA, 0 ~ 200VDC | Current, Process, Voltage | 1 (Unlimited) |  | Chassis Mount | 5 |  |  | 0°C ~ 65°C | Relay (2) | Box | - |  |  | 3595649 |  | LD |  | Connector |  | 50 ~ 250VAC, 21.6 ~ 250VDC | 4.5 lbs (2 kg) | 1 | https://www.unikeyic.com/media/datasheet/a4/be/7a54/a4be7a54fc5b2a9434da3d7d78879cb9.pdf | https://www.unikeyic.com/products/panel-measuring-instruments-and-accessories/ld2a05p0/21445495.html
LD2T06P0 | RED LION | 1: 983.1564 | red lion counter, LEDdisplay, 11 TO 16 V DC power supply, Counting mode Second, Voltage input |  |  | LD2T06 | 50Hz, 25kHz |  | 2.250" (57.00mm) | LED - Red Characters |  |  |  | IP66 - Dust Tight, Water Resistant | Voltage |  |  |  | 1 (Unlimited) |  | Chassis Mount | 6 |  | Up, Down, Command, Individual, Quadrature | 0°C ~ 65°C | Relay | Bulk | - |  | External, Front Panel, Programmable | 945713 |  | LD |  | Screw Terminal | - | Multi-Voltage | - | 1 | https://www.unikeyic.com/media/datasheet/c6/a8/8778/c6/35e4ffc444c3c19b2215342a968d670d.pdf | https://www.unikeyic.com/products/panel-measuring-instruments-and-accessories/ld2t06p0/22107487.html
LD400600 | RED LION | 1: 1233.3204 | 6 digit counter |  |  |  | 50Hz, 25kHz |  | 4.000" (101.00mm) | LED - Red Characters |  |  |  | IP66 - Dust Tight, Water Resistant | Voltage |  |  |  | 1 (Unlimited) |  | Chassis Mount | 6 |  | Up, Down, Command, Individual, Quadrature | 0°C ~ 65°C | - | Bulk | - |  | External | 936876 |  | LD |  | Screw Terminal | - | 50 ~ 250VAC | - | 2 | https://www.unikeyic.com/media/about_us/Unikey_ISO_9001_Certification.pdf | https://www.unikeyic.com/products/panel-measuring-instruments-and-accessories/ld400600/17959863.html
LDI35CFXD1XXXX | Carlo Gavazzi | 1: 836.462 2: 803 | Carlo Gavazzi PID Controller, LED, Single Row |  | Commercial Grade |  |  | LDI35CFXD1XXXX Carlo Gavazzi | [14 empty] | 0℃~50℃ | [15 empty] | 5 | https://www.unikeyic.com/media/datasheet/66/4a/96f6/66/3fa9889c615af0029f42d14097cf7c9d.pdf | https://www.unikeyic.com/products/panel-measuring-instruments-and-accessories/ldi35cfxd1xxxx/20664041.html
LDM30AV1D0XX | Carlo Gavazzi | 1: 154.308 5: 146.586 | 1A/100VAC input 115/230VAC power supply IP50 |  |  | LDM30AV |  |  | 0.560" (14.20mm) | LED - Red Characters | - |  |  | IP50 - Dust Protected |  |  | 0 ~ 1A, 0 ~ 100VAC | Current, Voltage | Not Applicable |  | Panel Mount | 3.5 |  |  | 0°C ~ 50°C | - | Box | Rectangular - 92.00mm x 45.00mm |  |  | 9520434 |  | LDM30 |  | Screw Terminal |  | 115/230VAC |  | 9 | https://www.unikeyic.com/media/datasheet/6c/fe/9fdd/6c/4994217079b43d9df6720571f409aeb1.pdf | https://www.unikeyic.com/products/panel-measuring-instruments-and-accessories/ldm30av1d0xx/16104031.html
LDM30AV5D0XX | Carlo Gavazzi | 1: 199.044 5: 189.0929 10: 183.1216 25: 177.1498 | AMMETER/VOLTMETER LED PANEL MNT |  |  | LDM30AV |  |  | 0.560" (14.20mm) | LED - Red Characters | - |  |  | IP50 - Dust Protected |  |  | 0 ~ 5A, 0 ~ 500VAC | Current, Voltage | Not Applicable |  | Panel Mount | 3.5 |  |  | 0°C ~ 50°C | - | Box | Rectangular - 92.00mm x 45.00mm |  |  | 9520435 |  | LDM30 |  | Screw Terminal |  | 115/230VAC |  | 1 | https://www.unikeyic.com/media/datasheet/6c/fe/9fdd/6c/4994217079b43d9df6720571f409aeb1.pdf | https://www.unikeyic.com/products/panel-measuring-instruments-and-accessories/ldm30av5d0xx/23274303.html
LDM35HHSXH0XXXX | Carlo Gavazzi | 1: 453.492 5: 430.8185 10: 417.2148 25: 403.6098 | AMMETER/VOLTMETER LED PANEL MNT |  |  | LDM35HH |  |  | 0.560" (14.20mm) | LED - Red Characters | - |  |  | IP65 - Dust Tight, Water Resistant |  |  | ±5A, ±500V | Current, Voltage | Not Applicable |  | Panel Mount | 3.5 |  |  | 0°C ~ 50°C | - | Box | Rectangular - 92.00mm x 45.00mm |  |  | 9520436 |  | LDM35H |  | Screw Terminal |  | 90 ~ 260VAC/DC |  | 2 | https://www.unikeyic.com/media/datasheet/cf/06/a79c/cf/5e05eb4669c41e1c6de244119921fa6c.pdf | https://www.unikeyic.com/products/panel-measuring-instruments-and-accessories/ldm35hhsxh0xxxx/21644197.html
LDM35HHSXH1XXXX | Carlo Gavazzi | 1: 322.7477 | PANEL METER, 3.5DIGIT, 14.2MM, 260V; |  |  | LDM35HH |  |  | 0.560" (14.20mm) | LED - Red Characters | - |  |  | IP65 - Dust Tight, Water Resistant |  |  | ±5A, ±500V | Current, Voltage | Not Applicable |  | Panel Mount | 3.5 |  |  | 0°C ~ 50°C | Relay | Box | Rectangular - 92.00mm x 45.00mm |  |  | 9520437 |  | LDM35H |  | Screw Terminal |  | 90 ~ 260VAC/DC |  | 1 | https://www.unikeyic.com/media/datasheet/cf/06/a79c/cf/5e05eb4669c41e1c6de244119921fa6c.pdf | https://www.unikeyic.com/products/panel-measuring-instruments-and-accessories/ldm35hhsxh1xxxx/21379859.html
LDM35HHSXH2XXXX | Carlo Gavazzi | 1: 438.185 | High signal input 90 to 260 VAC/DC Power Supply |  |  | LDM35HH |  |  | 0.560" (14.20mm) | LED - Red Characters | - |  |  | IP65 - Dust Tight, Water Resistant |  |  | ±5A, ±500V | Current, Voltage | Not Applicable |  | Panel Mount | 3.5 |  |  | 0°C ~ 50°C | Relay (2) | Box | Rectangular - 92.00mm x 45.00mm |  |  | 9520438 |  | LDM35H |  | Screw Terminal |  | 90 ~ 260VAC/DC |  | 3 | https://www.unikeyic.com/media/datasheet/cf/06/a79c/cf/5e05eb4669c41e1c6de244119921fa6c.pdf | https://www.unikeyic.com/products/panel-measuring-instruments-and-accessories/ldm35hhsxh2xxxx/21850043.html
LED-B | C-TON Industries | 1: 1.8732 | 3.5 Digit LED Display for Voltage Inputs, LED Digital Panel Meters | Bezel | [7 empty] | DK600 Series | Bezel, Hardware | [5 empty] | Not Applicable | [7 empty] | Box |  |  |  | 3945097 |  | DK600 | Rectangular 68.00mm x 32.50mm Outside Dim |  |  |  |  | 206 | https://www.unikeyic.com/media/about_us/Unikey_ISO_9001_Certification.pdf | https://www.unikeyic.com/products/panel-measuring-instruments-and-accessories/led-b/20130418.html
LM-HH3AS-H21 | Honeywell | 1: 219.1354 | LCD Hour Meter 64VDC 4-Pin Box |  |  | LM-HH3 | - |  | 0.275" (7.00mm) | LCD - Black Characters |  |  |  | IP67 - Dust Tight, Waterproof | - |  |  |  | 1 (Unlimited) |  | Panel Mount | 6 |  | Up | -40°C ~ 85°C | - | Bulk | Rectangular - 36.58mm x 23.88mm |  | Non-Resettable | 5069695 |  | LM |  | Quick Connect - 0.250" (6.3mm) | 99999.9hrs | 9 ~ 64VAC/DC | 0.039 lb (17.69 g) | 77 | https://www.unikeyic.com/media/datasheet/7a/9e/abec/7a/606de3f0336cbb3723f12fcd37d68d72.pdf | https://www.unikeyic.com/products/panel-measuring-instruments-and-accessories/lm-hh3as-h21/15358938.html
LM-HH4AS-H21 | Honeywell | 2: 79.2 4: 77.737 7: 76.274 14: 74.8 100: 73.337 | LCD Hour Meter 64VDC 4-Pin Box |  |  | LM-HH4 | - |  | 0.275" (7.00mm) | LCD - Black Characters |  |  |  | IP67 - Dust Tight, Waterproof | - |  |  |  | 1 (Unlimited) |  | Panel Mount | 6 |  | Up | -40°C ~ 85°C | - | Bulk | Rectangular - 36.58mm x 23.88mm |  | External |  |  | LM |  | Quick Connect - 0.250" (6.3mm) | 99999.9hrs | 9 ~ 64VAC/DC | 0.039 lb (17.69 g) | 233 | https://www.unikeyic.com/media/datasheet/7a/9e/abec/7a/606de3f0336cbb3723f12fcd37d68d72.pdf | https://www.unikeyic.com/products/panel-measuring-instruments-and-accessories/lm-hh4as-h21/22505146.html
M00329-00 | Honeywell | 6: 18.568 21: 17.688 | Mounting Bracket for Hour Meters when Damper (M-3 - Digital Panel Meters | [25 empty] | Stop production |  |  | bulk | [6 empty] | 48 | https://www.unikeyic.com/media/about_us/Unikey_ISO_9001_Certification.pdf | https://www.unikeyic.com/products/panel-measuring-instruments-and-accessories/m00329-00/20323281.html
M850-LCD | HOBUT | 1: 176.7805 | HOBUT Digital Panel Meter, M850 Series, Measure Current, Energy, Freq, Power, Voltage, 96mm Cutout, LCD |  | Commercial Grade |  |  | M850-LCD HOBUT | [14 empty] | 0℃~60℃ | [15 empty] | 4 | https://www.unikeyic.com/media/datasheet/fc/c1/71b7/fc/21fa78bfb6c0fdcaf9b559a78604379f.pdf | https://www.unikeyic.com/products/panel-measuring-instruments-and-accessories/m850-lcd/21208462.html
M850-LTHN-RS-PO | HOBUT | 1: 160.2983 | HOBUTenergy meter, LCD, Electromechanical instruments, M850series, 4bit |  | Industrial |  |  | M850-LTHN-RS-PO HOBUT | [14 empty] | -20℃~70℃ | [15 empty] | 3 | https://www.unikeyic.com/media/datasheet/3c/04/48fa/3c/34e6b331fd2854d151e2dca6771bb6dc.pdf | https://www.unikeyic.com/products/panel-measuring-instruments-and-accessories/m850-lthn-rs-po/14132099.html
M850-MP1 | HOBUT | 1: 159.7986 | HOBUT digital panel instrument, M850series, Measure current，frequency，power，voltage, 96mmhigh section, LED |  | Commercial Grade |  |  | M850-MP1 HOBUT | [14 empty] | 0℃~60℃ | [15 empty] | 1 | https://www.unikeyic.com/media/datasheet/c3/2d/cf36/c3/746ffdbeef662efea6c868def6471f91.pdf | https://www.unikeyic.com/products/panel-measuring-instruments-and-accessories/m850-mp1/17450521.html
M880-DMF-RS-PO | HOBUT | 1: 109.6112 | HOBUTenergy meter, LCD, electronic instrument, M880-DMFseries, 16bit |  | Industrial |  |  | M880-DMF-RS-PO HOBUT | [14 empty] | -20℃~70℃ | [15 empty] | 31 | https://www.unikeyic.com/media/datasheet/24/6e/1436/24/59c85f14208b4bb42f53949dbb2493dc.pdf | https://www.unikeyic.com/products/panel-measuring-instruments-and-accessories/m880-dmf-rs-po/20548221.html
MA501-110V-CU | Altech | 1: 131.8032 | AMMETER 0-6200A LCD PANEL MOUNT |  |  | MA501 |  |  | - | LCD - Blue Characters, Backlight | - |  |  | IP65 - Dust Tight, Water Resistant |  |  | 0 ~ 6200A | Current | Not Applicable |  | Panel Mount | 4 |  |  | -10°C ~ 55°C | Analog | Bulk | Square - 46.50mm x 46.50mm |  |  |  |  | MA |  | Screw Terminal |  | 110VAC | - | 1 | https://www.unikeyic.com/media/datasheet/ee/3d/db49/ee/6ea67b874d36eb516d70a459dec098e5.pdf | https://www.unikeyic.com/products/panel-measuring-instruments-and-accessories/ma501-110v-cu/21808633.html
MC485232 | Carlo Gavazzi | 1: 170.2174 | Carlo Gavazzi MC485232 | Option Card, Communications | [7 empty] | WM30-96 Series | - | [5 empty] | Not Applicable | [7 empty] | Box |  |  |  | 9520439 |  | WM30 | - |  |  |  |  | 4 | https://www.unikeyic.com/media/datasheet/e5/d6/ee98/e5/a78079e834566af1a11897ed191c810d.pdf | https://www.unikeyic.com/products/panel-measuring-instruments-and-accessories/mc485232/14463608.html
MCETH | Carlo Gavazzi | 1: 365.728 5: 347.435 | Power Analysers Module Ethernet port for WM series | Option Card, Communications | [7 empty] | WM30-96 Series | - | [5 empty] | Not Applicable | [7 empty] | Box |  |  |  | 9520440 |  | WM30 | - |  |  |  |  | 4 | https://www.unikeyic.com/media/datasheet/e5/d6/ee98/e5/a78079e834566af1a11897ed191c810d.pdf | https://www.unikeyic.com/products/panel-measuring-instruments-and-accessories/mceth/21169799.html
MCETHM | Carlo Gavazzi | 1: 481.536 | Power Analysers ETHERNET PORT MODULE WITH INTEGRATED MEMORY REV.0 | Option Card, Communications | [7 empty] | WM30-96 Series | - | [5 empty] | Not Applicable | [7 empty] | Box |  |  |  | 9520766 |  | WM30 | - |  |  |  |  | 2 | https://www.unikeyic.com/media/datasheet/7d/4c/09bf/7d/88c74bfd001d6cb2df9c2284d06de105.pdf | https://www.unikeyic.com/products/panel-measuring-instruments-and-accessories/mcethm/19736969.html
MI20 | Carlo Gavazzi | 1: 82.2017 5: 82.2017 10: 82.2017 | Carlo GavazziCarlo Gavazzi Current Transformers, Mseries, 20A, turns_ratio 20:1 | Current Transformer | [7 empty] | Multiple Series | [6 empty] | Not Applicable | [7 empty] | Box |  |  |  | 9485217 |  | - | [5 empty] | 4 | https://www.unikeyic.com/media/datasheet/20/43/7558/20/3b7a2d91d6e60b3ce6a63d6eac19b4b5.pdf | https://www.unikeyic.com/products/panel-measuring-instruments-and-accessories/mi20/19174070.html
MLPS1000 | RED LION | 1: 94.0122 | Red Lion Power Supply Unit Micro Line/, For Micro Line Sensors | Option Card, Power Supply | [7 empty] | CUB4, CUB5, DT8 Series | - | [5 empty] | Not Applicable | [7 empty] | Bulk | [5 empty] | - | 12VDC @ 400mA |  |  |  |  | 1 | https://www.unikeyic.com/media/datasheet/4e/36/45a8/cd/7357258d13c794a53c1228030f66f734.pdf | https://www.unikeyic.com/products/panel-measuring-instruments-and-accessories/mlps1000/23578862.html
MOO2 | Carlo Gavazzi | 2: 108.581 4: 93.071 | Sensor Fixings & Accessories DUAL STATIC OUTPUT (AC/DC OPTO-MOS) | Option Card, Output | [7 empty] | WM30-96 Series | - | [5 empty] | Not Applicable | [7 empty] | Box |  |  |  | 9485221 |  | WM30-96 | - |  |  |  |  | 6 | https://www.unikeyic.com/media/datasheet/e5/d6/ee98/e5/a78079e834566af1a11897ed191c810d.pdf | https://www.unikeyic.com/products/panel-measuring-instruments-and-accessories/moo2/16026347.html
MPAXC030 | RED LION | 1: 551.6579 | 、 24 VAC、11 ~ 36 VDC | Option Card, Counter | [7 empty] | LPAX Series | - | [5 empty] | 1 (Unlimited) | [7 empty] | Bulk | [5 empty] | MPAX | 24VAC, 11 ~ 36VDC |  |  |  |  | 2 | https://www.unikeyic.com/media/datasheet/e8/42/b589/e8/e28bcea90eeb859fcf666e0eb1a9c352.pdf | https://www.unikeyic.com/products/panel-measuring-instruments-and-accessories/mpaxc030/16591987.html
MPAXCK10 | RED LION | 1: 512.0536 | 、／ 24 VAC、11 ~ 36 VDC | Option Card, Clock/Timer |  | MPAXCK | [5 empty] | LPAXCK00 | - | [5 empty] | 1 (Unlimited) | [7 empty] | Box | [5 empty] | MPAX | 24VAC, 11 ~ 36VDC |  |  |  |  | 3 | https://www.unikeyic.com/media/datasheet/e8/42/b589/e8/e28bcea90eeb859fcf666e0eb1a9c352.pdf | https://www.unikeyic.com/products/panel-measuring-instruments-and-accessories/mpaxck10/22030423.html
MV15-DC-200V-110V-CU | Altech | 1: 104.166 | VOLTMETER 0-200VDC LED PANEL MNT |  |  | MV15 |  |  | - | LED - Red Characters | - |  |  | IP65 - Dust Tight, Water Resistant |  |  | 0 ~ 516VAC | Voltage | Not Applicable |  | Panel Mount | 3 |  |  | -10°C ~ 55°C | - | Bulk | Rectangular - 92.00mm x 46.00mm |  |  | 9456618 |  | MV15 |  | Screw Terminal |  | 110VAC | - | 5 | https://www.unikeyic.com/media/datasheet/78/44/03e4/78/912e7f53bfa08d3195a1b44d23376ce1.pdf | https://www.unikeyic.com/products/panel-measuring-instruments-and-accessories/mv15-dc-200v-110v-cu/15816110.html
N24-H740400E0 | LUMEL S.A | 1: 220.71 | Lumel Digital Panel Meter, N24 Series, High DC Current/Voltage, 92mm H, LED |  |  |  |  | N24-H740400E0 LUMEL S.A | [14 empty] | -10℃~55℃ | [15 empty] | 6 | https://www.unikeyic.com/media/datasheet/8e/9e/6907/8e/cd0850dd897d854a3acf9fdf8f1e343c.pdf | https://www.unikeyic.com/products/panel-measuring-instruments-and-accessories/n24-h740400e0/22397502.html
N24-S140000E0 | LUMEL S.A | 1: 190.3194 | Lumel digital panel instrument, N24series, Measurement0 → 20 mA, 92mmhigh section, LED |  |  |  |  | N24-S140000E0 LUMEL S.A | [14 empty] | -10℃~55℃ | [15 empty] | 6 | https://www.unikeyic.com/media/datasheet/22/9a/f539/22/5b0e5a8814c2c2f6e2b48c136cb792c4.pdf | https://www.unikeyic.com/products/panel-measuring-instruments-and-accessories/n24-s140000e0/19486510.html
N24-S250000E0 | LUMEL S.A | 1: 205.7335 | Lumel N24 Series Digital Panel Meter, 4-20mA, 92mm High Cutout, LED |  |  |  |  | N24-S250000E0 LUMEL S.A | [14 empty] | -10℃~55℃ | [15 empty] | 10 | https://www.unikeyic.com/media/datasheet/79/ac/1c51/79/db1c692dcf97c14e8c6b60e72742aff6.pdf | https://www.unikeyic.com/products/panel-measuring-instruments-and-accessories/n24-s250000e0/18851914.html
N24-T110100E0 | LUMEL S.A | 1: 143.5396 | Lumel Digital Panel Meter, N24 Series, Temp Measurement, 92mm High Cutout, LED |  |  |  |  | N24-T110100E0 LUMEL S.A | [14 empty] | -10℃~55℃ | [15 empty] | 4 | https://www.unikeyic.com/media/datasheet/8f/ee/da40/8f/0ba489a586a6e515c3d13a90308bde66.pdf | https://www.unikeyic.com/products/panel-measuring-instruments-and-accessories/n24-t110100e0/22701618.html
N24-T210100E0 | LUMEL S.A | 1: 143.5396 | Lumel digital panel instrument, N24series, measure temperature, 92mmhigh section, LED |  |  |  |  | N24-T210100E0 LUMEL S.A | [14 empty] | -10℃~55℃ | [15 empty] | 3 | https://www.unikeyic.com/media/datasheet/48/5c/a93b/48/7e3f5f10f23f60bb4002707a6b84c876.pdf | https://www.unikeyic.com/products/panel-measuring-instruments-and-accessories/n24-t210100e0/16775419.html
N24-Z310400E0 | LUMEL S.A | 1: 143.5396 | Lumel digital panel instrument, N24series, Measuring AC Signals, 92mmhigh section, LED |  |  |  |  | N24-Z310400E0 LUMEL S.A | [14 empty] | -10℃~55℃ | [15 empty] | 6 | https://www.unikeyic.com/media/datasheet/a8/81/954a/a8/2d756cad4c7b68ec599274d5eec9f149.pdf | https://www.unikeyic.com/products/panel-measuring-instruments-and-accessories/n24-z310400e0/16495068.html
ND20LITE-22100U0 | Sifam Tinsley | 1: 248.1753 | Sifam Tinsleyenergy meter, LCD, Electrical Instrument, ND20LITEseries, 16bit |  | Industrial |  |  | ND20LITE-22100U0 Sifam Tinsley | [14 empty] | -25℃~55℃ | [15 empty] | 9 | https://www.unikeyic.com/media/datasheet/46/db/add1/46/d2056337dbcb35d2bd3eeae864025afa.pdf | https://www.unikeyic.com/products/panel-measuring-instruments-and-accessories/nd20lite-22100u0/15485309.html
OEM 1B | Lascar Electronics | 1: 32.2878 5: 32.2878 10: 31.7112 20: 31.7112 | Lascar DC Digital Voltmeter, LCD Display, 7.5 → 14 VDC, 3.5 Digit |  |  | - |  |  | 0.315" (8.00mm) | LCD - Black Characters | - |  |  | - |  |  | ±200mVDC | Voltage | 1 (Unlimited) |  | Panel Mount | 3.5 |  |  | 0°C ~ 50°C | - | Box | - |  |  |  |  | OEM |  | PC Pin |  | 7.5 ~ 14VDC | - | 189 | https://www.unikeyic.com/media/datasheet/e4/78/ad79/7c/5cb25d9acc45eb9fc03bce24cd7afd6d.pdf | https://www.unikeyic.com/products/panel-measuring-instruments-and-accessories/oem-1b/17393792.html
OEM 1B-LED | Lascar Electronics | 1: 50.3551 5: 46.8747 10: 44.9236 | Lascar DC Digital Voltmeter, LED Display, 4.75 → 5.25 V DC, 3.5 Digits |  |  | OEM 1B |  |  | 0.315" (8.00mm) | LCD - Red Characters, Backlight | - |  |  | - |  |  | ±200mVDC | Voltage | 1 (Unlimited) |  | Panel Mount | 3.5 |  |  | 0°C ~ 50°C | - | Box | - |  |  | 10259116 |  | OEM |  | PC Pin |  | 4.75 ~ 5.25VDC | - | 3 | https://www.unikeyic.com/media/datasheet/e4/78/ad79/a9/acc457cc29dc6d7b0f4c078247270cc1.pdf | https://www.unikeyic.com/products/panel-measuring-instruments-and-accessories/oem-1b-led/15954739.html
P6010-2100-000 | West Control Solutions | 1: 287.1418 | West Instruments Process Instrument, 6010 Series, RTD/Thermocouple, 100/240 VAC, 45mm H, LED |  | Commercial Grade |  |  | P6010-2100-000 West Control Solutions | [14 empty] | 0℃~55℃ | [15 empty] | 13 | https://www.unikeyic.com/media/datasheet/e6/9b/fa37/e6/2bf92176611f008276bd95a5a75849e4.pdf | https://www.unikeyic.com/products/panel-measuring-instruments-and-accessories/p6010-2100-000/20225480.html
P6010-2110-000 | West Control Solutions | 1: 350.7983 | West Instruments Digital Panel Meter, 6010 Series, RTD/Thermocouple, 100/240V AC, 45mm Cutout, LED |  | Commercial Grade |  |  | P6010-2110-000 West Control Solutions | [14 empty] | 0℃~55℃ | [15 empty] | 6 | https://www.unikeyic.com/media/datasheet/d5/9a/bf63/d5/7ae5d4032f53f7be030c5c78e2d1878f.pdf | https://www.unikeyic.com/products/panel-measuring-instruments-and-accessories/p6010-2110-000/18860215.html
P6010-2110-020 | West Control Solutions | 1: 391.612 | West Instruments Process Instrument, 6010 Series, RTD/Thermocouple, 24→48 V AC/DC, 45mm Height, LED |  | Commercial Grade |  |  | P6010-2110-020 West Control Solutions | [14 empty] | 0℃~55℃ | [15 empty] | 1 | https://www.unikeyic.com/media/datasheet/ed/22/66cf/ed/6ac7a47612c0fa3a7c9564de1ce6ad96.pdf | https://www.unikeyic.com/products/panel-measuring-instruments-and-accessories/p6010-2110-020/14528821.html
PAXC0030 | RED LION | 1: 393.3692 5: 377.6272 | red lion counter, PAXCseries, LCDdisplay, 24 v AC、 11 → 36 v DC power supply, logic、Voltage input |  |  |  | 34kHz, 50Hz |  | 0.560" (14.20mm) | LED - Red Characters |  |  |  | IP66 - Dust Tight, Water Resistant | No Voltage, Voltage |  |  |  | 1 (Unlimited) |  | Panel Mount | 6 |  | Up, Down, Quadrature | 0°C ~ 50°C | Option Cards Available | Bulk | Rectangular - 92.00mm x 45.00mm |  | External, Front Panel, Programmable |  |  | PAX |  | Screw Terminal | - | 24VAC, 11 ~ 36VDC | 0.631 lb (286.22 g) | 8 | https://www.unikeyic.com/media/datasheet/4e/36/45a8/f1/12d23fe23cb241ff0237df0933f15ee2.pdf | https://www.unikeyic.com/products/panel-measuring-instruments-and-accessories/paxc0030/20997993.html
PAXCDC10 | RED LION | 1: 95.04 | Red Lion Insertable Card, For PAX2A Dual-Line Display Meter | Option Card, Communications |  | PAXCDC | [5 empty] | PAX Series | - | [5 empty] | 1 (Unlimited) | [7 empty] | Box | [5 empty] | PAX | RS485 |  |  |  |  | 11 | https://www.unikeyic.com/media/datasheet/0c/6b/2585/0c/4b5f5cc92ffda80e08bcf336e58f5f75.pdf | https://www.unikeyic.com/products/panel-measuring-instruments-and-accessories/paxcdc10/16686933.html
PAXCDC20 | RED LION | 1: 96.12 | Red Lion Insert Card, For PAX2A Dual Line Display Meter | Option Card, Communications |  | PAXCDC | [5 empty] | PAX Series | - | [5 empty] | 1 (Unlimited) | [7 empty] | Box |  |  |  | 3595907 |  | PAX | RS232 |  |  |  |  | 11 | https://www.unikeyic.com/media/datasheet/07/ac/d879/07/9a447ad4e76138b57795c428839cc18d.pdf | https://www.unikeyic.com/products/panel-measuring-instruments-and-accessories/paxcdc20/23329704.html
PAXCDC2C | RED LION | 1: 96.173 | Red Lion Programming Kit Communication Card for PAX Series | Option Card, Communications |  | PAXCDC | [5 empty] | PAX Series | - | [5 empty] | 1 (Unlimited) | [7 empty] | Box |  |  |  | 3595908 |  | PAX | RS232 |  |  |  |  | 1 | https://www.unikeyic.com/media/datasheet/8c/cd/3253/8c/566d1b1067b3c61e0255797effba75a4.pdf | https://www.unikeyic.com/products/panel-measuring-instruments-and-accessories/paxcdc2c/22136969.html
PAXCDL10 | RED LION | 1+: 144.8004 | Red Lion plug-in card plug-in card, used forEPAX display screen | Option Card, Output |  | PAXCDL | [5 empty] | PAX2D000 | - | [5 empty] | 1 (Unlimited) | [7 empty] | Box |  |  |  | 2175084 |  | PAX | Analog |  |  |  |  | 118 | https://www.unikeyic.com/media/about_us/Unikey_ISO_9001_Certification.pdf | https://www.unikeyic.com/products/panel-measuring-instruments-and-accessories/paxcdl10/14416153.html
PAXCDS10 | RED LION | 1: 68.1445 5: 65.4192 | Red Lion PAXCDS10 Plug-In Card | Option Card, Output |  | PAXCDS | [5 empty] | PAX2D000 | - | [5 empty] | 1 (Unlimited) | [7 empty] | Box |  |  |  | 599721 |  | PAXCDS | Relay (2) |  |  |  |  | 15 | https://www.unikeyic.com/media/about_us/Unikey_ISO_9001_Certification.pdf | https://www.unikeyic.com/products/panel-measuring-instruments-and-accessories/paxcds10/15749335.html
PAXCK000 | RED LION | 1: 390.1699 | Red Lion digital panel instrument, PAXseries, Measurement counter, 45mmhigh section, LED |  |  |  | 50Hz |  | 0.560" (14.20mm) | LED - Red Characters |  |  |  | IP66 - Dust Tight, Water Resistant | No Voltage |  |  |  | 1 (Unlimited) |  | Panel Mount | 6 |  | Up | 0°C ~ 50°C | Option Cards Available | Box | Rectangular - 92.00mm x 45.00mm |  | External, Front Panel | 3595916 |  | PAX |  | Screw Terminal | - | 85 ~ 250VAC | 0.631 lb (286.22 g) | 1 | https://www.unikeyic.com/media/about_us/Unikey_ISO_9001_Certification.pdf | https://www.unikeyic.com/products/panel-measuring-instruments-and-accessories/paxck000/22234205.html
PAXDP000 | RED LION | 1: 656.6333 | Red Lion PAX Series Digital Panel Meter, Current/Voltage, 45mm H, LED |  |  | PAXDP0 |  |  | 0.560" (14.20mm) | LED - Red Characters | Excitation Supply, Option Cards Available |  |  | IP65 - Dust Tight, Water Resistant |  |  | ±20mA, ±10VDC | Process | 1 (Unlimited) |  | Panel Mount | 5 |  |  | 0°C ~ 50°C | Option Cards Available | Box | Rectangular - 92.00mm x 45.00mm |  |  | 3595924 |  | PAX |  | Screw Terminal |  | 85 ~ 250VAC | 0.65 lb (294.84 g) | 1 | https://www.unikeyic.com/media/about_us/Unikey_ISO_9001_Certification.pdf | https://www.unikeyic.com/products/panel-measuring-instruments-and-accessories/paxdp000/15857022.html
PAXDP010 | RED LION | 1: 720.7609 | LED - |  |  | PAXDP0 |  |  | 0.560" (14.20mm) | LED - Red Characters | Excitation Supply, Option Cards Available |  |  | IP65 - Dust Tight, Water Resistant |  |  | ±20mA, ±10VDC | Process | 1 (Unlimited) |  | Panel Mount | 5 |  |  | 0°C ~ 50°C | Option Cards Available | Box | Rectangular - 92.00mm x 45.00mm |  |  | 3595925 |  | PAX |  | Screw Terminal |  | 24VAC, 11 ~ 36VDC | 0.65 lb (294.84 g) | 5 | https://www.unikeyic.com/media/datasheet/4e/36/45a8/e3/583760967444dcba8972216616b4aab9.pdf | https://www.unikeyic.com/products/panel-measuring-instruments-and-accessories/paxdp010/22682341.html
PAXI0030 | RED LION | 1: 547.8647 | red lion counter, PAXIseries, LEDdisplay, 85 250 V AC power, Counting mode Second, logic、Voltage input |  |  |  | 34kHz, 50Hz |  | 0.560" (14.20mm) | LED - Red Characters |  |  |  | IP66 - Dust Tight, Water Resistant | No Voltage, Voltage |  |  |  | 1 (Unlimited) |  | Panel Mount | 6 |  | Up, Down, Quadrature | 0°C ~ 50°C | Option Cards Available | Bulk | Rectangular - 92.00mm x 45.00mm |  | External, Front Panel, Programmable |  |  | PAX |  | Screw Terminal | - | 24VAC, 11 ~ 36VDC | 0.631 lb (286.22 g) | 22 | https://www.unikeyic.com/media/datasheet/5e/12/a392/5e12a39217ea42a94cc2c71bf0ed2e86.pdf | https://www.unikeyic.com/products/panel-measuring-instruments-and-accessories/paxi0030/23509980.html
PAXLA000 | RED LION | 1: 345.4645 5: 331.6493 10: 325.0083 | Red Lion PAXLA000 |  |  | PAXLA0 |  |  | 0.560" (14.20mm) | LED - Red Characters | - |  |  | IP65 - Dust Tight, Water Resistant |  |  | 0 ~ 200mA, 0 ~ 200VDC | Current, Process, Voltage | 1 (Unlimited) |  | Panel Mount | 5 |  |  | 0°C ~ 50°C | Relay (2) | Box | Rectangular - 92.00mm x 45.00mm |  |  |  |  | PAX |  | Screw Terminal |  | 50 ~ 250VAC, 21.6 ~ 250VDC | 0.65 lb (294.84 g) | 14 | https://www.unikeyic.com/media/datasheet/dc/ed/29a9/dc/2958fd250e91c1e53f33d4c8777f04d6.pdf | https://www.unikeyic.com/products/panel-measuring-instruments-and-accessories/paxla000/21914414.html
PAXLA0U0 | RED LION | 1: 396.5805 | Red Lion DC Digital Voltmeter, PAXLA Series, LED Display, 5-Digit |  |  | PAXLA0 |  |  | 0.560" (14.20mm) | LED - Red Characters | - |  |  | IP65 - Dust Tight, Water Resistant |  |  | 0 ~ 200mA, 0 ~ 200VDC | Current, Process, Voltage | 1 (Unlimited) |  | Panel Mount | 5 |  |  | 0°C ~ 50°C | Relay (2) | Box | Rectangular - 92.00mm x 45.00mm |  |  | 3595936 |  | PAX |  | Screw Terminal |  | 50 ~ 250VAC, 21.6 ~ 250VDC | 0.65 lb (294.84 g) | 3 | https://www.unikeyic.com/media/about_us/Unikey_ISO_9001_Certification.pdf | https://www.unikeyic.com/products/panel-measuring-instruments-and-accessories/paxla0u0/22124414.html
PAXLC600 | RED LION | 1: 295.4511 5: 283.6354 10: 277.9761 | red lion counter, LEDdisplay, 85 TO 250 V AC power, Counting mode Second, Voltage input |  |  | PAXLC | 25kHz |  | 0.560" (14.20mm) | LED - Red Characters |  |  |  | IP66 - Dust Tight, Water Resistant | No Voltage |  |  |  | Not Applicable |  | Panel Mount | 6 |  | Up, Down | 0°C ~ 60°C | - | Bulk | Rectangular - 92.00mm x 45.00mm |  | External, Front Panel | 643030 |  | PAX®LITE |  | Screw Terminal | - | 115/230VAC | 0.75 lb (340.19 g) | 2 | https://www.unikeyic.com/media/about_us/Unikey_ISO_9001_Certification.pdf | https://www.unikeyic.com/products/panel-measuring-instruments-and-accessories/paxlc600/18576434.html
PAXLHV00 | RED LION | 1: 307.2667 5: 294.9906 10: 282.666 | red lion AC Digital Voltmeter, PAXLHseries, LEDmonitor, 3number_of_bits, measuring range0 → 600V AC |  |  | PAXLHV |  |  | 0.560" (14.20mm) | LED - Red Characters | - |  |  | IP65 - Dust Tight, Water Resistant |  |  | 0 ~ 600VAC | Voltage | Not Applicable |  | Panel Mount | 3 |  |  | 0°C ~ 60°C | - | Bulk | Rectangular - 92.00mm x 45.00mm |  |  | 643039 |  | PAX®LITE PAXLHV |  | Screw Terminal |  | 115VAC, 230VAC | 0.65 lb (294.84 g) | 2 | https://www.unikeyic.com/media/about_us/Unikey_ISO_9001_Certification.pdf | https://www.unikeyic.com/products/panel-measuring-instruments-and-accessories/paxlhv00/23237839.html
PAXLID00 | RED LION | 1: 242.0552 | Red Lion PAX Lite DC Digital Ammeter 199.9μA~1.999A 92mm×45mm |  |  | PAXLID |  |  | 0.560" (14.20mm) | LED - Red Characters | - |  |  | IP65 - Dust Tight, Water Resistant |  |  | ±1.999A | Current | Not Applicable |  | Panel Mount | 3.5 |  |  | 0°C ~ 60°C | - | Bulk | Rectangular - 92.00mm x 45.00mm |  |  |  |  | PAX®LITE PAXLI |  | Screw Terminal |  | 115VAC, 230VAC | 0.65 lb (294.84 g) | 2 | https://www.unikeyic.com/media/datasheet/4e/36/45a8/41/9117f477f8343a23068d057748aed488.pdf | https://www.unikeyic.com/products/panel-measuring-instruments-and-accessories/paxlid00/19390803.html
PAXLIT00 | RED LION | 1: 297.4022 5: 285.5138 10: 273.6013 | red lion AC digital display ammeter, PAXLIseries, ±0.5%accuracy, 91.4mmx44.5mmsection |  |  | PAXLIT |  |  | 0.560" (14.20mm) | LED - Red Characters | - |  |  | IP65 - Dust Tight, Water Resistant |  |  | 0 ~ 5A | Current | Not Applicable |  | Panel Mount | 3.5 |  |  | 0°C ~ 60°C | - | Bulk | Rectangular - 92.00mm x 45.00mm |  |  | 643038 |  | PAX®LITE PAXLIT |  | Screw Terminal |  | 115VAC, 230VAC | 0.65 lb (294.84 g) | 1 | https://www.unikeyic.com/media/about_us/Unikey_ISO_9001_Certification.pdf | https://www.unikeyic.com/products/panel-measuring-instruments-and-accessories/paxlit00/18464270.html
PAXLPT00 | RED LION | 1+: 470.8761 5+: 452.043 10+: 433.1978 | red lion counter, PAXseries, LEDdisplay |  |  | PAXLP | 25kHz |  | 0.560" (14.20mm) | LED - Red Characters |  |  |  | IP66 - Dust Tight, Water Resistant | No Voltage |  |  |  | Not Applicable |  | Panel Mount | 6 |  | Up | 0°C ~ 60°C | - | Bulk | Rectangular - 92.00mm x 45.00mm |  | - | 643033 |  | PAX®LITE |  | Screw Terminal | 999999hrs, min, sec; 999-59 | 115VAC, 230VAC | 0.75 lb (340.19 g) | 2 | https://www.unikeyic.com/media/about_us/Unikey_ISO_9001_Certification.pdf | https://www.unikeyic.com/products/panel-measuring-instruments-and-accessories/paxlpt00/15622282.html
PAXLR000 | RED LION | 1: 293.4879 5: 281.7449 10: 276.1219 | Red Lion Counter, LED Display, 85 to 250 VAC, Count Mode Seconds, Voltage Input |  |  | PAXLR | 25kHz |  | 0.560" (14.20mm) | LED - Red Characters |  |  |  | IP66 - Dust Tight, Water Resistant | No Voltage |  |  |  | Not Applicable |  | Panel Mount | 6 |  | Up | 0°C ~ 60°C | - | Bulk | Rectangular - 92.00mm x 45.00mm |  | External, Front Panel | 643032 |  | PAX®LITE, PAXLR |  | Screw Terminal | - | 115/230VAC | - | 1 | https://www.unikeyic.com/media/datasheet/c0/ce/9064/4f/b3ce5c4bbbb2f60461c03a4aa3f7a286.pdf | https://www.unikeyic.com/products/panel-measuring-instruments-and-accessories/paxlr000/17053773.html
PAXLSG00 | RED LION | 1: 498.813 | Red Lion digital panel instrument, PAXseries, , 45mmhigh section, LED |  |  | PAXLSG |  |  | 0.560" (14.20mm) | LED - Red Characters | Excitation Supply |  |  | IP65 - Dust Tight, Water Resistant |  |  | ±2VDC | Process | Not Applicable |  | Panel Mount | 3.5 |  |  | 0°C ~ 60°C | - | Bulk | Rectangular - 92.00mm x 45.00mm |  |  | 643042 |  | PAX®LITE PAXLSG |  | Screw Terminal |  | 85 ~ 250VAC | 0.65 lb (294.84 g) | 1 | https://www.unikeyic.com/media/about_us/Unikey_ISO_9001_Certification.pdf | https://www.unikeyic.com/products/panel-measuring-instruments-and-accessories/paxlsg00/18293685.html
PAXLT000 | RED LION | 1: 386.0981 | Red Lion Digital Panel Meter, PAX Series, Temp/Volt Meas, 45mm Cutout, LED |  |  | PAXLT0 |  |  | 0.560" (14.20mm) | LED - Red Characters | - |  |  | IP65 - Dust Tight, Water Resistant |  |  | -200°C ~ 2315°C, -10 ~ 65mVDC | RTD, Thermocouple | 1 (Unlimited) |  | Panel Mount | 5 |  |  | 0°C ~ 50°C | Relay (2) | Box | Rectangular - 92.00mm x 45.00mm |  |  | 3595971 |  | PAX®LITE PAXLT |  | Screw Terminal |  | 50 ~ 250VAC, 21.6 ~ 250VDC | 0.65 lb (294.84 g) | 3 | https://www.unikeyic.com/media/about_us/Unikey_ISO_9001_Certification.pdf | https://www.unikeyic.com/products/panel-measuring-instruments-and-accessories/paxlt000/19407675.html
PAXLVA00 | RED LION | 1: 279.8759 | Red Lion AC Digital Voltmeter, , PAXseries, LEDmonitor, 3.5number_of_bits, measuring range1.999 → 300V |  |  | PAXLVA |  |  | 0.560" (14.20mm) | LED - Red Characters | - |  |  | IP65 - Dust Tight, Water Resistant |  |  | 0 ~ 300VAC | Voltage | Not Applicable |  | Panel Mount | 3.5 |  |  | 0°C ~ 60°C | - | Bulk | Rectangular - 92.00mm x 45.00mm |  |  | 643037 |  | PAX®LITE PAXLV |  | Screw Terminal |  | 115VAC, 230VAC | 0.65 lb (294.84 g) | 1 | https://www.unikeyic.com/media/datasheet/4e/36/45a8/41/9117f477f8343a23068d057748aed488.pdf | https://www.unikeyic.com/products/panel-measuring-instruments-and-accessories/paxlva00/17228026.html
PAXP0000 | RED LION | 1: 522.5291 | Red Lion Digital Panel Meter, PAX Series, 45mm H Cutout, LED |  |  | PAXP00 |  |  | 0.560" (14.20mm) | LED - Red Characters | Excitation Supply, Option Cards Available |  |  | IP65 - Dust Tight, Water Resistant |  |  | 0 ~ 20mA, 0 ~ 10VDC | Process | 1 (Unlimited) |  | Panel Mount | 5 |  |  | 0°C ~ 50°C | Option Cards Available | Box | Rectangular - 92.00mm x 45.00mm |  |  | 3595973 |  | PAX |  | Screw Terminal |  | 85 ~ 250VAC | 0.65 lb (294.84 g) | 45 | https://www.unikeyic.com/media/datasheet/65/e8/c72a/65/0f2b5d997600cba82552db022f1eeba5.pdf | https://www.unikeyic.com/products/panel-measuring-instruments-and-accessories/paxp0000/18832080.html
PAXR0020 | RED LION | 1: 402.6036 5: 386.4859 10: 370.4045 | Red Lion Digital Panel Meter, PAXR Series, LED |  |  |  | 34kHz, 50Hz |  | 0.560" (14.20mm) | LED - Red Characters |  |  |  | IP66 - Dust Tight, Water Resistant | No Voltage, Voltage |  |  |  | 1 (Unlimited) |  | Panel Mount | 5 |  | Up, Down, Quadrature | 0°C ~ 50°C | Option Cards Available | Bulk | Rectangular - 92.00mm x 45.00mm |  | External, Front Panel, Programmable |  |  | PAX |  | Screw Terminal | - | 85 ~ 250VAC | 0.631 lb (286.22 g) | 9 | https://www.unikeyic.com/media/datasheet/13/c1/aa9b/13/7f8f5b144e0034c5d07c9f698f9b569c.pdf | https://www.unikeyic.com/products/panel-measuring-instruments-and-accessories/paxr0020/23183901.html
PAXR0030 | RED LION | 1: 435.5177 5: 418.1154 10: 400.701 | Red Lion Digital Panel Meter, PAX Series, LED |  |  |  | 34kHz, 50Hz |  | 0.560" (14.20mm) | LED - Red Characters |  |  |  | IP66 - Dust Tight, Water Resistant | No Voltage, Voltage |  |  |  | 1 (Unlimited) |  | Panel Mount | 5 |  | Up, Down, Quadrature | 0°C ~ 50°C | Option Cards Available | Bulk | Rectangular - 92.00mm x 45.00mm |  | External, Front Panel, Programmable | 5017139 |  | PAX |  | Screw Terminal | - | 24VAC, 11 ~ 36VDC | 0.631 lb (286.22 g) | 2 | https://www.unikeyic.com/media/about_us/Unikey_ISO_9001_Certification.pdf | https://www.unikeyic.com/products/panel-measuring-instruments-and-accessories/paxr0030/16163615.html
PAXS0000 | RED LION | 1: 678.24 | Red Lion Digital Panel Meter, PAX Series, LED |  |  | PAXS00 |  |  | 0.560" (14.20mm) | LED - Red Characters | Excitation Supply, Option Cards Available |  |  | IP65 - Dust Tight, Water Resistant |  |  | ±240mVDC | Process | 1 (Unlimited) |  | Panel Mount | 5 |  |  | 0°C ~ 50°C | Option Cards Available | Box | Rectangular - 92.00mm x 45.00mm |  |  | 3595982 |  | PAX |  | Screw Terminal |  | 85 ~ 250VAC | 0.65 lb (294.84 g) | 4 | https://www.unikeyic.com/media/datasheet/4e/36/45a8/2f/e3c4afbc06282eae5af0299830fb1e07.pdf | https://www.unikeyic.com/products/panel-measuring-instruments-and-accessories/paxs0000/19627951.html
PAXS0010 | RED LION | 1: 726.84 | LED - |  |  | PAXS00 |  |  | 0.560" (14.20mm) | LED - Red Characters | Excitation Supply, Option Cards Available |  |  | IP65 - Dust Tight, Water Resistant |  |  | ±240mVDC | Process | 1 (Unlimited) |  | Panel Mount | 5 |  |  | 0°C ~ 50°C | Option Cards Available | Box | Rectangular - 92.00mm x 45.00mm |  |  | 3595983 |  | PAX |  | Screw Terminal |  | 24VAC, 11 ~ 36VDC | 0.65 lb (294.84 g) | 3 | https://www.unikeyic.com/media/datasheet/4e/36/45a8/2f/e3c4afbc06282eae5af0299830fb1e07.pdf | https://www.unikeyic.com/products/panel-measuring-instruments-and-accessories/paxs0010/23308371.html
PAXT0000 | RED LION | 1: 462.497 | Red Lion Digital Panel Meter, PAXT Series, Measure Current/Temperature/Voltage, 44.5mm Cutout Height, LED Display |  |  | PAXT00 |  |  | 0.560" (14.20mm) | LED - Red Characters | Excitation Supply, Option Cards Available |  |  | IP65 - Dust Tight, Water Resistant |  |  | -270°C ~ 2315°C, -10 ~ 65mVDC, 0 ~ 400Ohms | RTD, Thermocouple | 1 (Unlimited) |  | Panel Mount | 5 |  |  | 0°C ~ 50°C | Option Cards Available | Box | Rectangular - 92.00mm x 45.00mm |  |  |  |  | PAX |  | Screw Terminal |  | 85 ~ 250VAC | 0.65 lb (294.84 g) | 10 | https://www.unikeyic.com/media/about_us/Unikey_ISO_9001_Certification.pdf | https://www.unikeyic.com/products/panel-measuring-instruments-and-accessories/paxt0000/22871745.html
PAXT0010 | RED LION | 1: 487.264 5: 467.8016 10: 448.2785 | Red Lion Digital Panel Meter, PAXT Series, Measure Current/Temperature/Voltage, 44.5mm Cutout Height, LED Display |  |  | PAXT00 |  |  | 0.560" (14.20mm) | LED - Red Characters | Excitation Supply, Option Cards Available |  |  | IP65 - Dust Tight, Water Resistant |  |  | -270°C ~ 2315°C, -10 ~ 65mVDC, 0 ~ 400Ohms | RTD, Thermocouple | 1 (Unlimited) |  | Panel Mount | 5 |  |  | 0°C ~ 50°C | Option Cards Available | Box | Rectangular - 92.00mm x 45.00mm |  |  | 3595987 |  | PAX |  | Screw Terminal |  | 24VAC, 11 ~ 36VDC | 0.65 lb (294.84 g) | 9 | https://www.unikeyic.com/media/about_us/Unikey_ISO_9001_Certification.pdf | https://www.unikeyic.com/products/panel-measuring-instruments-and-accessories/paxt0010/15500892.html
PAXUSB00 | RED LION | 1: 61.56 | Red Lion USB adapter USB Programming card, used forPAX series | Option Card, Programming |  | PAXUSB | [5 empty] | PAX Series, Crimson® Software | - | [5 empty] | 1 (Unlimited) | [7 empty] | Box |  |  |  | 3595993 |  | PAX | USB |  |  |  |  | 2 | https://www.unikeyic.com/media/datasheet/6a/d9/a389/6a/1f27bb5ea0eec0c4d8acdf9d8b85e9e7.pdf | https://www.unikeyic.com/products/panel-measuring-instruments-and-accessories/paxusb00/19175569.html
PD721MCS100V/2-001 | HOBUT | 1: 61.5813 5: 57.3088 10: 54.9214 | HOBUT DC Analog Voltmeter |  | Industrial |  |  | PD721MCS100V/2-001 HOBUT | [14 empty] | -25℃~40℃ | [15 empty] | 6 | https://www.unikeyic.com/media/datasheet/c0/e9/6e0a/c0/d989f977f048946c9a1c89843cfc9ea1.pdf | https://www.unikeyic.com/products/panel-measuring-instruments-and-accessories/pd721mcs100v-2-001/21867051.html
PD721MCS10A/1-001 | HOBUT | 1: 62.6314 5: 58.2904 10: 55.8545 | HOBUT DC Panel Meter, PD72MC Series, 0/10A Direct Conn DC, 1.5% Acc, 72mm×72mm Cutout |  | Industrial |  |  | PD721MCS10A/1-001 HOBUT | [14 empty] | -25℃~40℃ | [15 empty] | 18 | https://www.unikeyic.com/media/datasheet/63/2f/79d0/63/395b5dc50bd383fb58842e4aa06707f9.pdf | https://www.unikeyic.com/products/panel-measuring-instruments-and-accessories/pd721mcs10a-1-001/19958440.html
PD721MCS1A/2-003 | HOBUT | 1: 60.4187 5: 56.2302 10: 53.8792 | HOBUT DC Panel Meter, PD72MC Series, 0/1A Direct Connected, 1.5% Accuracy, 72mm x 72mm Cutout |  | Industrial |  |  | PD721MCS1A/2-003 HOBUT | [14 empty] | -25℃~40℃ | [15 empty] | 12 | https://www.unikeyic.com/media/datasheet/f6/7b/ac53/f6/a00492a6a8e01dbd790a0c59fa2cbe64.pdf | https://www.unikeyic.com/products/panel-measuring-instruments-and-accessories/pd721mcs1a-2-003/13960941.html
PD721MCS30V/2-001 | HOBUT | 1: 61.5813 5: 58.0238 10: 55.6364 | HOBUT DC Panel Voltmeter |  | Industrial |  |  | PD721MCS30V/2-001 HOBUT | [14 empty] | -25℃~40℃ | [15 empty] | 9 | https://www.unikeyic.com/media/datasheet/c0/e9/6e0a/c0/d989f977f048946c9a1c89843cfc9ea1.pdf | https://www.unikeyic.com/products/panel-measuring-instruments-and-accessories/pd721mcs30v-2-001/22347613.html
PD721MCS50A/1-001 | HOBUT | 1: 65.3067 5: 60.7747 10: 58.2419 | HOBUT , PD72MCseries, 0/50A Direct Connected DCrange, 1.5 Level accuracy, 72mmx72mmsection |  | Industrial |  |  | PD721MCS50A/1-001 HOBUT | [14 empty] | -25℃~40℃ | [15 empty] | 14 | https://www.unikeyic.com/media/datasheet/1c/57/0334/1c/0463bfa7a0c7422ba5ae8de7cfd28477.pdf | https://www.unikeyic.com/products/panel-measuring-instruments-and-accessories/pd721mcs50a-1-001/18860258.html
PD721MCS50V/2-001 | HOBUT | 1: 61.5813 5: 57.3088 10: 54.9214 | HOBUT DC Analog Voltmeter |  | Industrial |  |  | PD721MCS50V/2-001 HOBUT | [14 empty] | -25℃~40℃ | [15 empty] | 16 | https://www.unikeyic.com/media/datasheet/c0/e9/6e0a/c0/d989f977f048946c9a1c89843cfc9ea1.pdf | https://www.unikeyic.com/products/panel-measuring-instruments-and-accessories/pd721mcs50v-2-001/18177516.html
PD721MCS5A/2-001 | HOBUT | 1: 60.4187 5: 56.9331 10: 54.5821 | HOBUT , PD72MCseries, 0/5A Direct Connected DCrange, 1.5 Level accuracy, 72mmx72mmsection |  | Industrial |  |  | PD721MCS5A/2-001 HOBUT | [14 empty] | -25℃~40℃ | [15 empty] | 11 | https://www.unikeyic.com/media/datasheet/96/ee/c197/96/ed99340fa7a6ed1dc49264797f086f4c.pdf | https://www.unikeyic.com/products/panel-measuring-instruments-and-accessories/pd721mcs5a-2-001/14205728.html
PD721MCS75MV/2-001 -100A | HOBUT | 1: 60.4187 5: 56.2302 10: 53.8792 | HOBUT , PD72MCseries, 0/100A For Shunt 75mVrange, 1.5 Level accuracy, 72mmx72mmsection |  | Industrial |  |  | PD721MCS75MV/2-001 -100A HOBUT | [14 empty] | -25℃~40℃ | [15 empty] | 4 | https://www.unikeyic.com/media/datasheet/58/e9/75f8/58/d7c23ebf526987cba3886b1e34b2a912.pdf | https://www.unikeyic.com/products/panel-measuring-instruments-and-accessories/pd721mcs75mv-2-001-100a/21169818.html
PD721MCS75MV/2-001 0/300A | HOBUT | 1: 60.4187 5: 56.2302 10: 53.8792 | HOBUT DC Panel Ammeter, PD72MC Series, 0/300A For Shunt 75mV, ±1.5% Accuracy, 72mm × 72mm Cutout |  | Industrial |  |  | PD721MCS75MV/2-001 0/300A HOBUT | [14 empty] | -25℃~40℃ | [15 empty] | 1 | https://www.unikeyic.com/media/datasheet/9c/94/81af/9c/b56837b3151e151fe1e75944a22a6d97.pdf | https://www.unikeyic.com/products/panel-measuring-instruments-and-accessories/pd721mcs75mv-2-001-0-300a/16262342.html
PJEZM0N010 | CAREL Industries | 1: 97.9819 | Carel Thermostat, PJEZ Series, Temp Sensor, 29mm H, LED |  |  |  |  | PJEZM0N010 CAREL Industries | [14 empty] | -10℃~50℃ | [15 empty] | 3 | https://www.unikeyic.com/media/datasheet/c4/19/3bfa/c4/d6bdab8f18fb8234e9781efd3ce1cdc9.pdf | https://www.unikeyic.com/products/panel-measuring-instruments-and-accessories/pjezm0n010/17721573.html
PMKCC200 | RED LION | 1: 61.3583 | Red Lion Panel Assembly, Panel Mount Kit for 1/16 DIN Device | Adapter Plate | [7 empty] | 1/16 DIN Meters | Gasket, Hardware, Mounting Plates | [5 empty] | 1 (Unlimited) | [7 empty] | Box | [5 empty] | - | Panel Mount, Square 72mm x 72mm Outside Dim |  |  |  |  | 2 | https://www.unikeyic.com/media/about_us/Unikey_ISO_9001_Certification.pdf | https://www.unikeyic.com/products/panel-measuring-instruments-and-accessories/pmkcc200/13920930.html
PQ44-I16L2N1CAW0ST | Sifam Tinsley | 1: 26.1027 5: 25.0651 10: 24.0149 | Sifam Tinsley DC Panel Meter, Sigma Series, Max 5mA, 48mm x 48mm |  |  |  |  | PQ44-I16L2N1CAW0ST Sifam Tinsley | [14 empty] | -10℃~55℃ | [15 empty] | 9 | https://www.unikeyic.com/media/datasheet/5c/a7/963c/5c/85b3d8c2a4702a8211299130a60a347f.pdf | https://www.unikeyic.com/products/panel-measuring-instruments-and-accessories/pq44-i16l2n1caw0st/18134497.html
PQ44-I20L2N1CAW0ST | Sifam Tinsley | 1: 29.003 5: 27.8428 10: 26.684 | Sifam Tinsley DC Panel Meter, Sigma Series, Max 20mA Range, 48mm × 48mm Cutout |  |  |  |  | PQ44-I20L2N1CAW0ST Sifam Tinsley | [14 empty] | -10℃~55℃ | [15 empty] | 32 | https://www.unikeyic.com/media/datasheet/f1/eb/4f54/f1/f6214f9e830989ff333cb35b62df5319.pdf | https://www.unikeyic.com/products/panel-measuring-instruments-and-accessories/pq44-i20l2n1caw0st/19599657.html
PQ44-I42S2N1CAW0ST | Sifam Tinsley | 1: 26.1027 5: 25.0651 10: 24.0149 | Sifam Tinsley , Sigmaseries, 4 → 20mArange, 48mmx48mmsection |  |  |  |  | PQ44-I42S2N1CAW0ST Sifam Tinsley | [14 empty] | -10℃~55℃ | [15 empty] | 36 | https://www.unikeyic.com/media/datasheet/74/ab/c196/74/50516df16654b040f483ade78dfd7a87.pdf | https://www.unikeyic.com/products/panel-measuring-instruments-and-accessories/pq44-i42s2n1caw0st/14716493.html
PQ44-V0TL2N1CAW0ST | Sifam Tinsley | 1: 26.9288 | Sifam Tinsley DC Panel Voltmeter, Sigma Series, 0-15V DC |  |  |  |  | PQ44-V0TL2N1CAW0ST Sifam Tinsley | [14 empty] | -10℃~55℃ | [15 empty] | 47 | https://www.unikeyic.com/media/datasheet/f8/2c/b677/f8/c989ce82aece2096f9b9c7f41ba7a0f6.pdf | https://www.unikeyic.com/products/panel-measuring-instruments-and-accessories/pq44-v0tl2n1caw0st/19407833.html
PQ44-V0VL2N1CAW0ST | Sifam Tinsley | 1: 26.3902 5: 25.6526 10: 24.6025 | Sifam Tinsley DC Analog Voltmeter, Sigmaseries, measuring range0 → 30V DC |  |  |  |  | PQ44-V0VL2N1CAW0ST Sifam Tinsley | [14 empty] | -10℃~55℃ | [15 empty] | 39 | https://www.unikeyic.com/media/datasheet/82/42/2e68/82/547411533fbc3a0b38ba054d8b15b961.pdf | https://www.unikeyic.com/products/panel-measuring-instruments-and-accessories/pq44-v0vl2n1caw0st/19656914.html
PQ44-V0ZL2N1CAW0ST | Sifam Tinsley | 1: 31.3407 5: 30.0781 10: 28.8404 | Sifam Tinsley DC Analog Voltmeter, Sigma Series, 0-100V DC |  |  |  |  | PQ44-V0ZL2N1CAW0ST Sifam Tinsley | [14 empty] | -10℃~55℃ | [15 empty] | 22 | https://www.unikeyic.com/media/datasheet/85/2c/c3c7/85/03ba1cdd1cd2c323b18a6b252e09fc03.pdf | https://www.unikeyic.com/products/panel-measuring-instruments-and-accessories/pq44-v0zl2n1caw0st/23181293.html
PQ74-V0FL2N1CAW0ST | Sifam Tinsley | 1: 26.6354 | Sifam Tinsley , Sigmaseries, Maximum of 75mVrange, 68mmx68mmsection |  |  |  |  | PQ74-V0FL2N1CAW0ST Sifam Tinsley | [14 empty] | -10℃~55℃ | [15 empty] | 2 | https://www.unikeyic.com/media/datasheet/b1/f2/defe/b1/22a99db8044cfbaf304e51abacbc9198.pdf | https://www.unikeyic.com/products/panel-measuring-instruments-and-accessories/pq74-v0fl2n1caw0st/20214399.html
PQ74-V0TL2N1CAW0ST | Sifam Tinsley | 1: 31.3407 5: 30.0781 10: 28.8404 | Sifam Tinsley DC Panel Meter, Sigma Series, Range 0 → 15V DC |  |  |  |  | PQ74-V0TL2N1CAW0ST Sifam Tinsley | [14 empty] | -10℃~55℃ | [15 empty] | 6 | https://www.unikeyic.com/media/datasheet/c2/67/10d9/c2/4c6288355f30550da143980355917d22.pdf | https://www.unikeyic.com/products/panel-measuring-instruments-and-accessories/pq74-v0tl2n1caw0st/21491838.html
PQ74-V0VL2N1CAW0ST | Sifam Tinsley | 1: 31.3032 5: 30.0406 10: 28.8154 | Sifam Tinsley DC Analog Voltmeter, Sigmaseries, measuring range0 → 30V DC |  |  |  |  | PQ74-V0VL2N1CAW0ST Sifam Tinsley | [14 empty] | -10℃~55℃ | [15 empty] | 31 | https://www.unikeyic.com/media/datasheet/d2/3f/203a/d2/e019a81ca40746ec5b07e017d865f9ed.pdf | https://www.unikeyic.com/products/panel-measuring-instruments-and-accessories/pq74-v0vl2n1caw0st/17229276.html
PQ74-V0ZL2N1CAW0ST | Sifam Tinsley | 1: 26.3902 5: 25.3401 10: 24.2775 | Sifam Tinsley DC Analog Voltmeter, Sigma Series, 0-100V DC |  |  |  |  | PQ74-V0ZL2N1CAW0ST Sifam Tinsley | [14 empty] | -10℃~55℃ | [15 empty] | 8 | https://www.unikeyic.com/media/datasheet/10/c7/02e3/10/ac88953461e28c8e3ad0b8a306132316.pdf | https://www.unikeyic.com/products/panel-measuring-instruments-and-accessories/pq74-v0zl2n1caw0st/21168430.html
PQ94-I12L2N1CAW0ST | Sifam Tinsley | 1: 26.6354 | Sifam Tinsley , Sigmaseries, Maximum of 1mArange, 92mmx92mmsection |  |  |  |  | PQ94-I12L2N1CAW0ST Sifam Tinsley | [14 empty] | -10℃~55℃ | [15 empty] | 4 | https://www.unikeyic.com/media/datasheet/c2/5d/d043/c2/ac7a66e24468c6c7784a64e8a17407a1.pdf | https://www.unikeyic.com/products/panel-measuring-instruments-and-accessories/pq94-i12l2n1caw0st/22969368.html
PQ94-I16L2N1CAW0ST | Sifam Tinsley | 1: 26.1027 5: 25.0651 10: 24.0149 | Sifam Tinsley DC Panel Meter, Sigma Series, Max 5mA Range, 92mm × 92mm Cutout |  |  |  |  | PQ94-I16L2N1CAW0ST Sifam Tinsley | [14 empty] | -10℃~55℃ | [15 empty] | 9 | https://www.unikeyic.com/media/datasheet/76/fe/82de/76/5aa66ca61e60bacf18d770fa606183e9.pdf | https://www.unikeyic.com/products/panel-measuring-instruments-and-accessories/pq94-i16l2n1caw0st/21444666.html
PQ94-I20L2N1CAW0ST | Sifam Tinsley | 1: 26.6354 | Sifam Tinsley , Sigmaseries, Maximum of 20mArange, 92mmx92mmsection |  |  |  |  | PQ94-I20L2N1CAW0ST Sifam Tinsley | [14 empty] | -10℃~55℃ | [15 empty] | 2 | https://www.unikeyic.com/media/datasheet/48/db/fa8c/48/f01aec2f75880bcae44e68e408524a1c.pdf | https://www.unikeyic.com/products/panel-measuring-instruments-and-accessories/pq94-i20l2n1caw0st/14480700.html
PQ94-I42S2N1CAW0ST | Sifam Tinsley | 1: 26.6354 | Sifam Tinsley , Sigmaseries, 4 → 20mArange, 92mmx92mmsection |  |  |  |  | PQ94-I42S2N1CAW0ST Sifam Tinsley | [14 empty] | -10℃~55℃ | [15 empty] | 22 | https://www.unikeyic.com/media/datasheet/a0/35/6b13/a0/ed12389a953dc70ab41a38b4a619b7ff.pdf | https://www.unikeyic.com/products/panel-measuring-instruments-and-accessories/pq94-i42s2n1caw0st/13855315.html
PQ94-V0TL2N1CAW0ST | Sifam Tinsley | 1: 26.3902 5: 25.3401 10: 24.2775 | Sifam Tinsley DC Panel Meter, Sigma Series, Range 0 → 15V DC |  |  |  |  | PQ94-V0TL2N1CAW0ST Sifam Tinsley | [14 empty] | -10℃~55℃ | [15 empty] | 4 | https://www.unikeyic.com/media/datasheet/52/f9/aa99/52/317f14125cfa216186b2bda4949cc65d.pdf | https://www.unikeyic.com/products/panel-measuring-instruments-and-accessories/pq94-v0tl2n1caw0st/17154754.html
PQ94-V0VL2N1CAW0ST | Sifam Tinsley | 1: 26.3902 5: 25.3401 10: 24.2775 | Sifam Tinsley DC Analog Voltmeter, Sigmaseries, measuring range0 → 30V DC |  |  |  |  | PQ94-V0VL2N1CAW0ST Sifam Tinsley | [14 empty] | -10℃~55℃ | [15 empty] | 10 | https://www.unikeyic.com/media/datasheet/c6/cc/33ca/c6/a970fdd1396bf5caac36226388ac7ab0.pdf | https://www.unikeyic.com/products/panel-measuring-instruments-and-accessories/pq94-v0vl2n1caw0st/21023507.html
QM-211-1REL | simex | 1: 670.0122 | Simex digital panel instrument, ProSens 200series, Measure Humidity、Temperature, LCD |  |  |  |  | QM-211-1REL simex | [14 empty] | -30℃~80℃ | [15 empty] | 1 | https://www.unikeyic.com/media/datasheet/09/32/0fc9/09/d3c57a11b65594f684d8d3458e2f4656.pdf | https://www.unikeyic.com/products/panel-measuring-instruments-and-accessories/qm-211-1rel/21153925.html
QM-211-2REL | simex | 1: 474.3092 | Simex digital panel instrument, ProSens 200series, Measure Humidity、Temperature, LCD |  |  |  |  | QM-211-2REL simex | [14 empty] | -30℃~80℃ | [15 empty] | 6 | https://www.unikeyic.com/media/datasheet/6f/07/2612/6f/53c85832f322a9f3e709f106f10acfc5.pdf | https://www.unikeyic.com/products/panel-measuring-instruments-and-accessories/qm-211-2rel/21168445.html
R68M-100A-002 | HOBUT | 1: 34.6591 | HOBUT , R68Mseries, 0/100Arange, ±8 %accuracy, 62.5mmx63.5mmsection |  | Industrial |  |  | R68M-100A-002 HOBUT | [14 empty] | -20℃~40℃ | [15 empty] | 17 | https://www.unikeyic.com/media/datasheet/49/99/c659/49/19fa7983e808f98a352026fa0f3304fd.pdf | https://www.unikeyic.com/products/panel-measuring-instruments-and-accessories/r68m-100a-002/14399081.html
R68M-30A-001 | HOBUT | 1: 26.4695 | HOBUT DC Panel Meter, R68M Series, 0/30A Range, ±8% Accuracy, 62.5mm × 63.5mm Cutout |  | Industrial |  |  | R68M-30A-001 HOBUT | [14 empty] | -20℃~40℃ | [15 empty] | 18 | https://www.unikeyic.com/media/datasheet/49/99/c659/49/19fa7983e808f98a352026fa0f3304fd.pdf | https://www.unikeyic.com/products/panel-measuring-instruments-and-accessories/r68m-30a-001/20348855.html
R68M-50A-001 | HOBUT | 1: 26.4695 | HOBUT , R68Mseries, 0/50Arange, ±8 %accuracy, 62.5mmx63.5mmsection |  | Industrial |  |  | R68M-50A-001 HOBUT | [14 empty] | -20℃~40℃ | [15 empty] | 38 | https://www.unikeyic.com/media/datasheet/49/99/c659/49/19fa7983e808f98a352026fa0f3304fd.pdf | https://www.unikeyic.com/products/panel-measuring-instruments-and-accessories/r68m-50a-001/22338051.html
R68M-80A-001 | HOBUT | 1: 34.6591 | HOBUT , R68Mseries, 0/80Arange, ±8 %accuracy, 62.5mmx63.5mmsection |  | Industrial | [17 empty] | -20℃~40℃ | [15 empty] | 26 | https://www.unikeyic.com/media/about_us/Unikey_ISO_9001_Certification.pdf | https://www.unikeyic.com/products/panel-measuring-instruments-and-accessories/r68m-80a-001/16468657.html
S43-RS485 | Lascar Electronics | 1: 37.81 | Lascar add-on board, PanelPilotACEseries, Measure current，voltage, 75.9mmhigh section | Option Card, Communications |  | S43-R | [5 empty] | SGD 43-A | - | [5 empty] | 1 (Unlimited) | [7 empty] | Box |  |  |  | 10249944 |  | - | RS485 |  |  |  |  | 24 | https://www.unikeyic.com/media/datasheet/63/e0/442c/63/14f97f4adf87a8c1e0b43a87ec8cd966.pdf | https://www.unikeyic.com/products/panel-measuring-instruments-and-accessories/s43-rs485/20867607.html
S43-TP | Lascar Electronics | 1: 84.1033 | Lascar Thermistor Board, PanelPilotACE Series, Temp Measurement | Option Card, Temperature | [7 empty] | SGD 43-A | - | [5 empty] | 1 (Unlimited) | [7 empty] | Box |  |  |  | 10259117 |  | - | - |  |  |  |  | 5 | https://www.unikeyic.com/media/datasheet/7a/c4/05d9/7a/d99fca9f240b1354c7f74f4e1f984f1d.pdf | https://www.unikeyic.com/products/panel-measuring-instruments-and-accessories/s43-tp/17698670.html
S70-TP | Lascar Electronics | 1: 81.8068 | Lascar Thermocouple Board, PanelPilotACEseries, measure temperature | Option Card, Temperature | [7 empty] | SGD 70-A | - | [5 empty] | 1 (Unlimited) | [7 empty] | Box | [5 empty] | - | - |  |  |  |  | 3 | https://www.unikeyic.com/media/datasheet/c7/6a/0f93/c7/901ba1d82f84903804e240184023304a.pdf | https://www.unikeyic.com/products/panel-measuring-instruments-and-accessories/s70-tp/23197673.html
SGD 24-M | Lascar Electronics | 1: 93.4692 5: 93.4692 10: 93.4692 | Lascar digital panel instrument, PanelPilotseries, Measure voltage, 46mmhigh section, TFT |  |  | SGD 24 |  |  | - | TFT - Color (Touch) | - |  |  | - |  |  | 0 ~ 40VDC | Voltage | 1 (Unlimited) |  | Panel Mount | - |  |  | 0°C ~ 40°C | - | Box | Rectangular - 74.00mm x 46.00mm |  |  | 10259160 |  | SGD |  | Screw Terminal |  | 4 ~ 30VDC | - | 17 | https://www.unikeyic.com/media/datasheet/32/92/b403/32/a3e0c3f26094ceceb4a543271b9376d8.pdf | https://www.unikeyic.com/products/panel-measuring-instruments-and-accessories/sgd-24-m/19066015.html
SGD 24-M-420 | Lascar Electronics | 1: 102.6134 5: 102.6134 10: 102.6134 | Lascar digital panel instrument, PanelPilotseries, Measure current, 46mmhigh section, TFT |  |  | SGD 24 |  |  | - | TFT - Color (Touch) | - |  |  | - |  |  | 4 ~ 20mA | Process | 1 (Unlimited) |  | Panel Mount | - |  |  | 0°C ~ 50°C | - | Box | Rectangular - 74.00mm x 46.00mm |  |  | 10259161 |  | SGD |  | Screw Terminal |  | 4 ~ 30VDC | - | 1 | https://www.unikeyic.com/media/pdf/HTMLDatasheet/lascar-electronics/b5/ce/ffbd/sgd-24-m-420/2025/11/sgd-24-m-420.pdf | https://www.unikeyic.com/products/panel-measuring-instruments-and-accessories/sgd-24-m-420/19414416.html
SGD 24-M-IP | Lascar Electronics | 1: 254.5751 5: 244.3955 10: 234.2037 | Lascar digital panel instrument, PanelPilotseries, Measure voltage, TFT |  |  | SGD 24 |  |  | - | TFT - Color (Touch) | - |  |  | IP67 - Dust Tight, Waterproof |  |  | 0 ~ 40VDC | Voltage | 1 (Unlimited) |  | Panel Mount | - |  |  | 0°C ~ 40°C | - | Box | Circular - 33.00mm Dia |  |  | 10249945 |  | SGD |  | Connector |  | 4 ~ 30VDC |  | 105 | https://www.unikeyic.com/media/about_us/Unikey_ISO_9001_Certification.pdf | https://www.unikeyic.com/products/panel-measuring-instruments-and-accessories/sgd-24-m-ip/22056030.html
SGD 24-M-IP420 | Lascar Electronics | 1: 280.0786 | Lascar digital panel instrument, PanelPilotseries, Measure current, TFT |  |  | SGD 24 |  |  | - | TFT - Color (Touch) | - |  |  | IP67 - Dust Tight, Waterproof |  |  | 0 ~ 40VDC | Process | 1 (Unlimited) |  | Panel Mount | - |  |  | 0°C ~ 40°C | - | Box | Circular - 33.00mm Dia |  |  | 10259162 |  | SGD |  | PC Pin |  | 4 ~ 30VDC | - | 1 | https://www.unikeyic.com/media/datasheet/e4/78/ad79/3b/43579928e460fb2bf3bbfe154648336e.pdf | https://www.unikeyic.com/products/panel-measuring-instruments-and-accessories/sgd-24-m-ip420/22845973.html
SGD 28-M | Lascar Electronics | 1: 112.8353 5: 112.8353 10: 112.8353 | Lascar digital panel instrument, PanelPilotseries, Measure voltage, 54.5mmhigh section, TFT |  |  | SGD 28 |  |  | - | TFT - Color (Touch) | - |  |  | - |  |  | 0 ~ 40VDC | Voltage | 1 (Unlimited) |  | Panel Mount | - |  |  | 0°C ~ 40°C | - | Box | Rectangular - 87.00mm x 54.50mm |  |  | 10259163 |  | SGD |  | Screw Terminal |  | 4 ~ 30VDC | - | 7 | https://www.unikeyic.com/media/datasheet/e4/78/ad79/78/380cc8053f409692dfbdf05e33142cd6.pdf | https://www.unikeyic.com/products/panel-measuring-instruments-and-accessories/sgd-28-m/15713929.html
SGD 28-M-420 | Lascar Electronics | 1: 177.7475 | Lascar digital panel instrument, PanelPilotseries, Measure current, 54.5mmhigh section, TFT |  |  | SGD 28 |  |  | - | TFT - Color (Touch) | - |  |  | - |  |  | 4 ~ 20mA | Process | 1 (Unlimited) |  | Panel Mount | - |  |  | 0°C ~ 40°C | - | Box | Rectangular - 87.00mm x 54.50mm |  |  | 10259164 |  | SGD |  | Screw Terminal |  | 4 ~ 30VDC | - | 1 | https://www.unikeyic.com/media/datasheet/e4/78/ad79/2c/0f03f892b0d14e83137296fa24f067e6.pdf | https://www.unikeyic.com/products/panel-measuring-instruments-and-accessories/sgd-28-m-420/21691512.html
SGD 35-M | Lascar Electronics | 1: 130.8569 5: 130.8569 10: 130.8569 | Lascar PanelPilot Digital Panel Meter, Voltage, 74mm Cutout, LED |  |  | SGD 35 |  |  | - | TFT - Color (Touch) | - |  |  | - |  |  | 0 ~ 40VDC | Voltage | 1 (Unlimited) |  | Panel Mount | - |  |  | 0°C ~ 40°C | - | Box | Rectangular - 92.00mm x 75.00mm |  |  | 10259165 |  | SGD |  | Screw Terminal |  | 4 ~ 30VDC | - | 9 | https://www.unikeyic.com/media/datasheet/e4/78/ad79/28/4556578acd4169d30199eff9b1537dd4.pdf | https://www.unikeyic.com/products/panel-measuring-instruments-and-accessories/sgd-35-m/22652916.html
SGD 35-M-420 | Lascar Electronics | 1: 214.8719 | Lascar digital panel instrument, PanelPilotseries, Measure current, 74mmhigh section, TFT |  |  | SGD 35 |  |  | - | TFT - Color (Touch) | - |  |  | - |  |  | 4 ~ 20mA | Process | 1 (Unlimited) |  | Panel Mount | - |  |  | 0°C ~ 40°C | - | Box | Rectangular - 92.00mm x 75.00mm |  |  | 10259166 |  | SGD |  | Screw Terminal |  | 4 ~ 30VDC | - | 13 | https://www.unikeyic.com/media/datasheet/e4/78/ad79/dd/1420cd1d39389a59c5c55a0fcdcf46be.pdf | https://www.unikeyic.com/products/panel-measuring-instruments-and-accessories/sgd-35-m-420/14397847.html
SGD 43-A | Lascar Electronics | 1: 283.344 | Lascar digital panel instrument, PanelPilotACEseries, Measure current，voltage, 77mmhigh section, TFT |  |  | SGD 43 |  |  | - | TFT - Color (Touch) | - |  |  | - |  |  | 4 ~ 20mA, ±40VDC | Current, Voltage | 1 (Unlimited) |  | Panel Mount | - |  |  | 0°C ~ 40°C | Solid State (2) | Box | Rectangular - 117.00mm x 78.00mm |  |  | 10259167 |  | SGD |  | Screw Terminal |  | 5 ~ 30VDC | - | 15 | https://www.unikeyic.com/media/datasheet/e4/78/ad79/1e/5c32e62ccb70cbc80a3113db7ceedab1.pdf | https://www.unikeyic.com/products/panel-measuring-instruments-and-accessories/sgd-43-a/20686663.html
SGD 70-A | Lascar Electronics | 1: 468.0182 | Lascar Digital Panel Meter, PanelPilotACE Series, Measure Current/Voltage, 117mm H, TFT |  |  | SGD 70 |  |  | - | TFT - Color (Touch) | - |  |  | - |  |  | 4 ~ 20mA, ±40VDC | Current, Voltage | 1 (Unlimited) |  | Panel Mount | - |  |  | 0°C ~ 40°C | Solid State (2) | Box | Rectangular - 117.00mm x 78.00mm |  |  | 10259168 |  | SGD |  | Screw Terminal |  | 5 ~ 30VDC | - | 7 | https://www.unikeyic.com/media/datasheet/e4/78/ad79/93/22e4319849b614ffff0d6ac881fe3bb9.pdf | https://www.unikeyic.com/products/panel-measuring-instruments-and-accessories/sgd-70-a/15340048.html
SHR100A75 | HOBUT | 1: 43.9295 5: 41.5425 10: 40.0398 | HOBUT Shunt, Max 100A, ±1%, 75mV Output, Brass Terminals |  | Industrial |  |  | SHR100A75 HOBUT | [14 empty] | -20℃~40℃ | [15 empty] | 3 | https://www.unikeyic.com/media/datasheet/37/78/5742/37/a1670c643188f439101737c8436171a5.pdf | https://www.unikeyic.com/products/panel-measuring-instruments-and-accessories/shr100a75/15982608.html
SHR100MA75 | HOBUT | 1: 11.4425 5: 10.8136 10: 10.3135 | HOBUT shunt, Maximum current100 mA, ±1.5 %accuracy, Voltage output75mV, Sheet Flake |  | Industrial |  |  | SHR100MA75 HOBUT | [14 empty] | -20℃~40℃ | [15 empty] | 30 | https://www.unikeyic.com/media/datasheet/78/e3/9e0e/78/2eeea2b3e3d786a56ee36b39161c3ef9.pdf | https://www.unikeyic.com/products/panel-measuring-instruments-and-accessories/shr100ma75/13956972.html
SHR10A75 | HOBUT | 1: 14.4913 5: 13.6264 10: 13.0763 | HOBUT shunt, Maximum current10 A, ±1.5 %accuracy, Voltage output75mV, Sheet Flake |  | Industrial |  |  | SHR10A75 HOBUT | [14 empty] | -20℃~40℃ | [15 empty] | 11 | https://www.unikeyic.com/media/datasheet/78/e3/9e0e/78/2eeea2b3e3d786a56ee36b39161c3ef9.pdf | https://www.unikeyic.com/products/panel-measuring-instruments-and-accessories/shr10a75/17335718.html
SHR10MA75 | HOBUT | 1: 11.4425 5: 10.8136 10: 10.3135 | HOBUT shunt, Maximum current10 mA, ±1.5 %accuracy, Voltage output75mV, Sheet Flake |  |  |  |  | SHR10MA75 HOBUT | [30 empty] | 24 | https://www.unikeyic.com/media/datasheet/78/e3/9e0e/78/2eeea2b3e3d786a56ee36b39161c3ef9.pdf | https://www.unikeyic.com/products/panel-measuring-instruments-and-accessories/shr10ma75/15115470.html
SHR1A75 | HOBUT | 1: 11.4425 5: 10.8136 10: 10.3135 | HOBUT shunt, Maximum current1 A, ±1.5 %accuracy, Voltage output75mV, Sheet Flake |  | Industrial |  |  | SHR1A75 HOBUT | [14 empty] | -20℃~40℃ | [15 empty] | 161 | https://www.unikeyic.com/media/datasheet/78/e3/9e0e/78/2eeea2b3e3d786a56ee36b39161c3ef9.pdf | https://www.unikeyic.com/products/panel-measuring-instruments-and-accessories/shr1a75/22958968.html
SHR200MA200 | HOBUT | 1+: 11.4356 5+: 10.8071 10+: 10.4073 | HOBUT shunt, Maximum current200 mA, ±1 %accuracy, Voltage output200mV |  | Industrial |  |  | SHR200MA200 HOBUT | [14 empty] | -20℃~40℃ | [15 empty] | 71 | https://www.unikeyic.com/media/datasheet/d0/1e/3f6a/d0/6ce69fa7d8d5faf06ef6d93bc29f27dc.pdf | https://www.unikeyic.com/products/panel-measuring-instruments-and-accessories/shr200ma200/14124201.html
SHR20A200 | HOBUT | 1: 18.9305 | Shunt Resistor HOBUT 20A Max ±1% 200mV Output |  | Industrial | [17 empty] | -20℃~40℃ | [15 empty] | 223 | https://www.unikeyic.com/media/about_us/Unikey_ISO_9001_Certification.pdf | https://www.unikeyic.com/products/panel-measuring-instruments-and-accessories/shr20a200/21737535.html
SHR20MA200 | HOBUT | 1: 11.4425 5: 10.8261 10: 10.4136 | HOBUT Shunt, 20mA Max, ±1% Accuracy, 200mV Output |  | Industrial |  |  | SHR20MA200 HOBUT | [14 empty] | -20℃~40℃ | [15 empty] | 9 | https://www.unikeyic.com/media/datasheet/d0/1e/3f6a/d0/6ce69fa7d8d5faf06ef6d93bc29f27dc.pdf | https://www.unikeyic.com/products/panel-measuring-instruments-and-accessories/shr20ma200/16182616.html
SHR2A200 | HOBUT | 1: 11.4425 5: 10.8886 10: 10.4386 | HOBUT shunt, Maximum current2 A, ±1 %accuracy, Voltage output200mV |  | Industrial |  |  | SHR2A200 HOBUT | [14 empty] | -20℃~40℃ | [15 empty] | 189 | https://www.unikeyic.com/media/datasheet/d0/1e/3f6a/d0/6ce69fa7d8d5faf06ef6d93bc29f27dc.pdf | https://www.unikeyic.com/products/panel-measuring-instruments-and-accessories/shr2a200/14853380.html
SHR300A75 | HOBUT | 1: 73.52 5: 69.5364 10: 67.0037 | HOBUT Shunt, Max Current 300A, ±1% Accuracy, Voltage Output 75mV, Temp -20°C to +40°C, Brass Term |  | Industrial | [17 empty] | -20℃~40℃ | [15 empty] | 59 | https://www.unikeyic.com/media/about_us/Unikey_ISO_9001_Certification.pdf | https://www.unikeyic.com/products/panel-measuring-instruments-and-accessories/shr300a75/16641101.html
SHR300MA75 | HOBUT | 1: 12.7181 | HOBUT Shunt Resistor, 300mA Max, ±1.5%, 75mV Output, SMD |  | Industrial |  |  | SHR300MA75 HOBUT | [14 empty] | -20℃~40℃ | [15 empty] | 39 | https://www.unikeyic.com/media/datasheet/78/e3/9e0e/78/2eeea2b3e3d786a56ee36b39161c3ef9.pdf | https://www.unikeyic.com/products/panel-measuring-instruments-and-accessories/shr300ma75/20005149.html
SHR30A75 | HOBUT | 1: 15.0398 5: 14.1514 10: 13.5639 | HOBUT shunt, Maximum current30 A, ±1.5 %accuracy, Voltage output75mV, Sheet Flake |  | Industrial |  |  | SHR30A75 HOBUT | [14 empty] | -20℃~40℃ | [15 empty] | 136 | https://www.unikeyic.com/media/datasheet/78/e3/9e0e/78/2eeea2b3e3d786a56ee36b39161c3ef9.pdf | https://www.unikeyic.com/products/panel-measuring-instruments-and-accessories/shr30a75/22516313.html
SHR30MA75 | HOBUT | 1: 11.4425 5: 10.8136 10: 10.3135 | HOBUT shunt, Maximum current30 mA, ±1.5 %accuracy, Voltage output75mV, Sheet Flake |  | Industrial |  |  | SHR30MA75 HOBUT | [14 empty] | -20℃~40℃ | [15 empty] | 80 | https://www.unikeyic.com/media/datasheet/78/e3/9e0e/78/2eeea2b3e3d786a56ee36b39161c3ef9.pdf | https://www.unikeyic.com/products/panel-measuring-instruments-and-accessories/shr30ma75/20237541.html
SHR3A75 | HOBUT | 1: 11.4425 5: 10.7636 10: 10.3135 | HOBUT Shunt Resistor, 3A Max, ±1.5% Accuracy, 75mV Output, Chip |  | Industrial |  |  | SHR3A75 HOBUT | [14 empty] | -20℃~40℃ | [15 empty] | 158 | https://www.unikeyic.com/media/datasheet/78/e3/9e0e/78/2eeea2b3e3d786a56ee36b39161c3ef9.pdf | https://www.unikeyic.com/products/panel-measuring-instruments-and-accessories/shr3a75/22045034.html
SHR60A60 | HOBUT | 1: 45.0046 | HOBUT shunt, Maximum current60 A, ±1 %accuracy, Voltage output60mV, Brass End |  | Industrial |  |  | SHR60A60 HOBUT | [14 empty] | -20℃~40℃ | [15 empty] | 29 | https://www.unikeyic.com/media/datasheet/d8/b6/e662/d8/b8b587f569a472ef16a8ec7b822820d1.pdf | https://www.unikeyic.com/products/panel-measuring-instruments-and-accessories/shr60a60/22731222.html
SP 100 | Lascar Electronics | 1: 67.2694 5: 62.6167 10: 59.9991 | Lascar DC Digital Voltmeter, LED Display, 4.75 → 5.25 V DC, 3.5 Digit |  |  | - |  |  | 0.370" (9.40mm) | LCD - Red Characters, Backlight | - |  |  | - |  |  | ±200mVDC | Voltage | 1 (Unlimited) |  | Panel Mount | 3.5 |  |  | 0°C ~ 50°C | Reference | Box | Rectangular - 34.00mm x 21.30mm |  |  | 10259123 |  | SP |  | PC Pin |  | 4.75 ~ 5.25VDC | - | 40 | https://www.unikeyic.com/media/datasheet/55/b9/c047/55/1ba7d11885335687479b68ee1ac58bce.pdf | https://www.unikeyic.com/products/panel-measuring-instruments-and-accessories/sp-100/22418632.html
SP 200 | Lascar Electronics | 1: 34.3302 5: 34.3302 10: 33.7172 20: 33.7172 | Lascar DC digital voltmeter, LCDmonitor, 3.5 → 5.25 V DC, 3.5number_of_bits |  |  | - |  |  | 0.384" (9.75mm) | LCD - Black Characters, Green Backlight | - |  |  | - |  |  | ±200mVDC | Voltage | 1 (Unlimited) |  | Panel Mount | 3.5 |  |  | 0°C ~ 50°C | - | Box | Rectangular - 34.00mm x 21.30mm |  |  | 10259124 |  | SP |  | PC Pin |  | 3.5 ~ 5.25VDC | - | 37 | https://www.unikeyic.com/media/datasheet/e7/e7/2134/e7/b044a96461515c917cd1a41f4b913fe3.pdf | https://www.unikeyic.com/products/panel-measuring-instruments-and-accessories/sp-200/20105676.html
SP 300 | Lascar Electronics | 1: 44.5533 5: 44.5533 | Lascar DC Digital Voltmeter, LED Display, 4.75→5.25V DC, 3.5 Digit |  |  | - |  |  | 0.370" (9.40mm) | LCD - Red Characters, Backlight | - |  |  | - |  |  | ±200mVDC | Voltage | 1 (Unlimited) |  | Panel Mount | 3.5 |  |  | 0°C ~ 50°C | - | Box | Rectangular - 34.00mm x 21.30mm |  |  |  |  | SP |  | PC Pin |  | 4.75 ~ 5.25VDC | - | 137 | https://www.unikeyic.com/media/datasheet/5a/d8/e6d4/5a/3760e0e5113cd8dda44c87ad376df435.pdf | https://www.unikeyic.com/products/panel-measuring-instruments-and-accessories/sp-300/16879157.html
SP 300-BLUE | Lascar Electronics | 1: 46.3676 5: 45.5396 10: 45.5396 20: 45.5396 | Lascar DC digital voltmeter, LEDmonitor, 4.75 → 5.25 V DC, 3.5number_of_bits |  |  | SP 300 |  |  | 0.370" (9.40mm) | LCD - Red Characters, Backlight | - |  |  | - |  |  | ±200mVDC | Voltage | 1 (Unlimited) |  | Panel Mount | 3.5 |  |  | 0°C ~ 50°C | - | Box | Rectangular - 34.00mm x 21.30mm |  |  |  |  | SP |  | PC Pin |  | 4.75 ~ 5.25VDC | - | 9 | https://www.unikeyic.com/media/datasheet/2d/e2/ac09/94/023dd38254d2e9d9750c4b85237daef0.pdf | https://www.unikeyic.com/products/panel-measuring-instruments-and-accessories/sp-300-blue/20513098.html
SP 400 | Lascar Electronics | 1: 36.9702 5: 36.9702 10: 36.31 20: 36.31 | Lascar DC digital voltmeter, LCDmonitor, 6 → 15 V DC, 3.5number_of_bits |  |  | - |  |  | 0.384" (9.75mm) | LCD - Black Characters, Green Backlight | - |  |  | - |  |  | ±200mVDC | Voltage | 1 (Unlimited) |  | Panel Mount | 3.5 |  |  | 0°C ~ 50°C | Reference | Box | Rectangular - 34.00mm x 21.30mm |  |  |  |  | SP |  | PC Pin |  | 3 ~ 7.5VDC | - | 146 | https://www.unikeyic.com/media/datasheet/af/90/faba/af/0b0e42bde0a3c6acb19a0aeb86374578.pdf | https://www.unikeyic.com/products/panel-measuring-instruments-and-accessories/sp-400/17844165.html
SP 400-BLUE | Lascar Electronics | 1: 57.0888 | Lascar DC digital voltmeter, LCDmonitor, 6 → 15 V DC, 3.5number_of_bits |  |  | SP 400 |  |  | 0.384" (9.75mm) | LCD - Black Characters, Green Backlight | - |  |  | - |  |  | ±200mVDC | Voltage | 1 (Unlimited) |  | Panel Mount | 3.5 |  |  | 0°C ~ 50°C | Reference | Box | Rectangular - 34.00mm x 21.30mm |  |  |  |  | SP |  | PC Pin |  | 3 ~ 7.5VDC | - | 1 | https://www.unikeyic.com/media/datasheet/3d/06/8f86/3d/68bc662ad966bd9fe4636dc11a8c39e0.pdf | https://www.unikeyic.com/products/panel-measuring-instruments-and-accessories/sp-400-blue/21920291.html
SS74-V2VX1N1CA70ST | Sifam Tinsley | 1: 24.1479 | Sifam Tinsley AC pointer voltmeter, SS74series, measuring range0 → 500V AC |  |  |  |  | SS74-V2VX1N1CA70ST Sifam Tinsley | [14 empty] | -10℃~50℃ | [15 empty] | 9 | https://www.unikeyic.com/media/datasheet/2c/c4/f394/2c/d2c6b23d3e1672f3573caf8b5a8cacad.pdf | https://www.unikeyic.com/products/panel-measuring-instruments-and-accessories/ss74-v2vx1n1ca70st/21262277.html
SS94-V2VX1N1CA70ST | Sifam Tinsley | 1: 32.2354 | Sifam Tinsley AC pointer voltmeter, SS94series, measuring range0 → 500V AC |  |  |  |  | SS94-V2VX1N1CA70ST Sifam Tinsley | [14 empty] | -10℃~50℃ | [15 empty] | 19 | https://www.unikeyic.com/media/datasheet/8b/d3/cd17/8b/cabd88cc47a1d5cc286e6cc55e4b019e.pdf | https://www.unikeyic.com/products/panel-measuring-instruments-and-accessories/ss94-v2vx1n1ca70st/18997770.html
TCD06BX32200CMX | Carlo Gavazzi | 1: 159.104 3: 151.525 | Current Transformers - Industrial 6 CH. SOLID-CORE CURRENT TRANSFORMER FOR EM280 R.0 | Current Transformer | [7 empty] | EM280 Series | Mounting Hardware | [5 empty] | Not Applicable | [7 empty] | Box | [5 empty] | TCD06BX | Clamp On, 32A |  |  |  |  | 5 | https://www.unikeyic.com/media/about_us/Unikey_ISO_9001_Certification.pdf | https://www.unikeyic.com/products/panel-measuring-instruments-and-accessories/tcd06bx32200cmx/15446058.html
TCD06BX3280CMX | Carlo Gavazzi | 1: 153.615 3: 146.3 | Current Transformers - Industrial 6 CH. SOLID-CORE CURRENT TRANSFORMER FOR EM280 R.0 | Current Transformer | [7 empty] | EM280 Series | Mounting Hardware | [5 empty] | Not Applicable | [7 empty] | Box | [5 empty] | TCD06BX | Clamp On, 32A |  |  |  |  | 5 | https://www.unikeyic.com/media/about_us/Unikey_ISO_9001_Certification.pdf | https://www.unikeyic.com/products/panel-measuring-instruments-and-accessories/tcd06bx3280cmx/16459402.html
TRA12UN100 | CAREL Industries | 1: 13.7134 5: 12.2872 10: 12.0678 50: 12.0678 100: 11.8484 250: 11.8484 | Carel Isolation Transformer, 3VA, 240VAC In, 12VAC Out |  |  |  |  | TRA12UN100 CAREL Industries | [7 empty] | 58mm*58mm*33mm |  |  |  | panel mount | [18 empty] | 365 | https://www.unikeyic.com/media/datasheet/27/e5/2fff/27/5f1526f6414ea2b78ba778b6b2645269.pdf | https://www.unikeyic.com/products/panel-measuring-instruments-and-accessories/tra12un100/24128301.html
TRA12UN111 | CAREL Industries | 1: 14.0193 | Carel Isolation transformer, 3VA, 110V Communication input, 12V AC output |  |  |  |  | TRA12UN111 CAREL Industries | [7 empty] | 58mm*58mm*33mm |  |  |  | panel mount | [18 empty] | 16 | https://www.unikeyic.com/media/datasheet/27/e5/2fff/27/5f1526f6414ea2b78ba778b6b2645269.pdf | https://www.unikeyic.com/products/panel-measuring-instruments-and-accessories/tra12un111/24140350.html
TRA2400001 | CAREL Industries | 1: 15.4225 | Carel Isolation transformer, 3VA, 240V Communication input, 24V AC output | [12 empty] | 58mm*58mm*33mm |  |  |  | panel mount |  |  | -10℃~50℃ | [15 empty] | 380 | https://www.unikeyic.com/media/about_us/Unikey_ISO_9001_Certification.pdf | https://www.unikeyic.com/products/panel-measuring-instruments-and-accessories/tra2400001/27965336.html
V 1 | Lascar Electronics | 10: 30.683 50: 29.4579 100: 28.229 | Lascar DC Digital Voltmeter, LCD Display, 7 → 12 V DC, 3.5 Digits |  |  | - |  |  | 0.250" (6.30mm) | LCD - Black Characters | - |  |  | - |  |  | ±200mVDC | Voltage | 1 (Unlimited) |  | Panel Mount | 3.5 |  |  | 0°C ~ 50°C | Reference | Box | Rectangular - 31.00mm x 15.00mm |  |  |  |  | V |  | PC Pin |  | 7 ~ 12VDC | - | 30 | https://www.unikeyic.com/media/datasheet/47/38/e233/47/e376e400d879f8f76fba2dc73642a833.pdf | https://www.unikeyic.com/products/panel-measuring-instruments-and-accessories/v-1/23055120.html
V 125 | Lascar Electronics | 10: 31.1787 50: 29.9317 100: 28.6835 | Lascar DC Digital Voltmeter, LCD Display, 7 → 12 V DC, 3.5 Digits |  |  | - |  |  | 0.500" (12.70mm) | LCD - Black Characters | - |  |  | - |  |  | ±200mVDC | Voltage | 1 (Unlimited) |  | Panel Mount | 3.5 |  |  | 0°C ~ 50°C | Reference | Box | Rectangular - 41.50mm x 21.40mm |  |  |  |  | V |  | PC Pin |  | 7 ~ 12VDC | - | 10 | https://www.unikeyic.com/media/datasheet/7e/16/067e/7e/636a2c8eb04fa609d3ad60c8c0208829.pdf | https://www.unikeyic.com/products/panel-measuring-instruments-and-accessories/v-125/15156617.html
WM1296AV53CS | Carlo Gavazzi | 1: 351.12 | 3-Phase Multifunction Power Indicator |  |  | WM1296A |  |  | 0.551" (14.00mm) | LED - Red Characters |  |  |  | IP65 - Dust Tight, Water Resistant |  |  | 0.25 ~ 6A, 380 ~ 660VAC, 48 ~ 62Hz | Current (3-Phase), Voltage, Wattage | Not Applicable |  | Panel Mount | 3, 3, 3 |  |  | -5°C ~ 50°C | - | Box | Square - 91.00mm x 91.00mm |  |  | 9520554 |  | WM12-96 |  | Screw Terminal |  | 115VAC |  | 3 | https://www.unikeyic.com/media/pdf/HTMLDatasheet/carlo-gavazzi/18/0e/3b73/wm12-96av53cs/2025/11/wm1296av53cs.pdf | https://www.unikeyic.com/products/panel-measuring-instruments-and-accessories/wm1296av53cs/15537095.html
WM14-96AV63CS | Carlo Gavazzi | 1: 375.573 | Energy Management Power Analyzer |  |  | WM1496A |  |  | 0.551" (14.00mm) | LED - Red Characters | - |  |  | IP65 - Dust Tight, Water Resistant |  |  | 0.25 ~ 6A, 120 ~ 208VAC, 48 ~ 62Hz | Current (3-Phase), Voltage, Wattage | Not Applicable |  | Panel Mount | 3, 3, 3 |  |  | 0°C ~ 50°C | - | Box | Square - 91.00mm x 91.00mm |  |  |  |  | WM14-96 |  | Screw Terminal |  | 115VAC |  | 1 | https://www.unikeyic.com/media/datasheet/fa/b3/66cf/fa/5d16f96faf5eccde5eca40f3f0c0830d.pdf | https://www.unikeyic.com/products/panel-measuring-instruments-and-accessories/wm14-96av63cs/22829399.html
WM14-96AV63CX | Carlo Gavazzi | 1: 314.754 | Energy Management Power Analyzer | [23 empty] | Bulk |  |  |  | 18859505 |  | * | [5 empty] | 6 | https://www.unikeyic.com/media/datasheet/fa/b3/66cf/fa/5d16f96faf5eccde5eca40f3f0c0830d.pdf | https://www.unikeyic.com/products/panel-measuring-instruments-and-accessories/wm14-96av63cx/16115988.html
WM1496AV53CX | Carlo Gavazzi | 1: 554.895 | Power Analysers WM14-BASIC 96x96 400/660V 5AAC 115VAC |  |  | WM1496A |  |  | 0.551" (14.00mm) | LED - Red Characters | - |  |  | IP65 - Dust Tight, Water Resistant |  |  | 0.25 ~ 6A, 380 ~ 660VAC, 48 ~ 62Hz | Current (3-Phase), Voltage, Wattage | Not Applicable |  | Panel Mount | 3, 3, 3 |  |  | 0°C ~ 50°C | - | Box | Square - 91.00mm x 91.00mm |  |  |  |  | WM14-96 |  | Screw Terminal |  | 115VAC |  | 3 | https://www.unikeyic.com/media/datasheet/fa/b3/66cf/fa/5d16f96faf5eccde5eca40f3f0c0830d.pdf | https://www.unikeyic.com/products/panel-measuring-instruments-and-accessories/wm1496av53cx/19068465.html
WM20AV53H | Carlo Gavazzi | 1: 468.875 5: 445.434 | Energy Monitor LCD - Black Characters White Backlight Display Panel Mount |  |  | WM20AV |  |  | 0.551" (14.00mm), 0.295" (7.50mm) | LCD - Black Characters, White Backlight | - |  |  | IP65 - Dust Tight, Water Resistant |  |  | 0 ~ 6A, 380 ~ 690VAC, 40 ~ 440Hz | Current (3-Phase), Voltage, Wattage | Not Applicable |  | Panel Mount | 4, 4, 4, 10 |  |  | -25°C ~ 55°C | - | Box | - |  |  | 7696372 |  | WM20 |  | Screw Terminal |  | 100 ~ 240VAC/DC | - | 7 | https://www.unikeyic.com/media/pdf/HTMLDatasheet/carlo-gavazzi/0b/a1/1df2/wm20av53h/2025/11/wm20av53h.pdf | https://www.unikeyic.com/products/panel-measuring-instruments-and-accessories/wm20av53h/19475151.html
WM30 AV5 3 H | Carlo Gavazzi | 1: 792.9286 | Power Supply |  |  | WM30AV |  |  | 0.551" (14.00mm), 0.295" (7.50mm) | LCD - Black Characters, White Backlight | - |  |  | IP65 - Dust Tight, Water Resistant |  |  | 0 ~ 6A, 380 ~ 690VAC, 40 ~ 440Hz | Current (3-Phase), Voltage, Wattage | Not Applicable |  | Panel Mount | 4, 4, 4, 4, 10 |  |  | -25°C ~ 55°C | - | Box | - |  |  | 7696373 |  | WM30 |  | Screw Terminal |  | 100 ~ 240VAC/DC | - | 1 | https://www.unikeyic.com/media/datasheet/e5/d6/ee98/e5/a78079e834566af1a11897ed191c810d.pdf | https://www.unikeyic.com/products/panel-measuring-instruments-and-accessories/wm30-av5-3-h/21172354.html
WM40AV53H | Carlo Gavazzi | 1: 1058.805 5: 1005.862 | Energy Monitor LCD - Black Characters White Backlight Display Panel Mount |  |  | WM40AV |  |  | 0.551" (14.00mm), 0.295" (7.50mm) | LCD - Black Characters, White Backlight | - |  |  | IP65 - Dust Tight, Water Resistant |  |  | 0 ~ 6A, 380 ~ 690VAC, 40 ~ 440Hz | Current (3-Phase), Voltage, Wattage | Not Applicable |  | Panel Mount | 4, 4, 4, 4, 10 |  |  | -25°C ~ 55°C | - | Box | - |  |  | 9520562 |  | WM40 |  | Screw Terminal |  | 100 ~ 240VAC/DC | - | 5 | https://www.unikeyic.com/media/datasheet/7d/4c/09bf/7d/88c74bfd001d6cb2df9c2284d06de105.pdf | https://www.unikeyic.com/products/panel-measuring-instruments-and-accessories/wm40av53h/20593879.html
Y92A-48D | OMRON | 1: 14.43 | Protective Cover, Soft Plastic Cover Protects Against Dust, Dirt, And Oil Not For Use With Panel Covers |  |  |  |  | Y92A-48D OMRON | [14 empty] | -10℃~55℃ | [5 empty] | On sale |  |  | bulk | [6 empty] | 3 | https://www.unikeyic.com/media/datasheet/55/a1/7c05/55/4a0dad04c27abfc34b13a21d1c493c67.pdf | https://www.unikeyic.com/products/panel-measuring-instruments-and-accessories/y92a-48d/20800101.html
Y92F-35 | OMRON | 1: 8.395 | Compact Flush Mounting Bracket |  |  |  |  | Y92F-35 OMRON | [7 empty] | 47.6mm(Length)*26mm(width) | [12 empty] | On sale |  |  | bulk | [6 empty] | 6 | https://www.unikeyic.com/media/datasheet/10/1d/efe8/101defe82ed1708ccf0ed8f207d1fd85.pdf | https://www.unikeyic.com/products/panel-measuring-instruments-and-accessories/y92f-35/22262477.html
Y92F-76 | OMRON | 1: 8.7016 | Omron Communication Module, Ethernet Communication Module for Communication |  |  |  |  | Y92F-76 OMRON | [7 empty] | 698.5mm(Length)*133.35cm(width) | [12 empty] | On sale |  |  | bulk | [6 empty] | 9 | https://www.unikeyic.com/media/datasheet/10/1d/efe8/101defe82ed1708ccf0ed8f207d1fd85.pdf | https://www.unikeyic.com/products/panel-measuring-instruments-and-accessories/y92f-76/15597020.html
Y92F-77B | OMRON | 1: 8.697 | Flush Mount Adapter for Self-Powered Count Totalizer |  |  |  |  | Y92F-77B OMRON | [7 empty] | 48.8mm(width)*24.8mm(height) |  |  |  | Embedded mounting | [8 empty] | On sale |  |  | bulk | [6 empty] | 5 | https://www.unikeyic.com/media/datasheet/10/1d/efe8/101defe82ed1708ccf0ed8f207d1fd85.pdf | https://www.unikeyic.com/products/panel-measuring-instruments-and-accessories/y92f-77b/19437592.html
YN01-02751BS000000 | Sifam Tinsley | 1: 39.129 5: 38.0289 10: 35.3499 | Sifam Tinsley shunt, Kappaseries, Maximum current2 A, Voltage output75mV, Brass End |  |  |  |  | YN01-02751BS000000 Sifam Tinsley | [30 empty] | 25 | https://www.unikeyic.com/media/datasheet/9c/56/6e23/9c/8f6cd8b40f2d32860a076dc265c9088f.pdf | https://www.unikeyic.com/products/panel-measuring-instruments-and-accessories/yn01-02751bs000000/18214976.html
YN01-03751BS000000 | Sifam Tinsley | 1: 32.9534 5: 31.6407 10: 30.3156 | Sifam Tinsley shunt, Kappaseries, Maximum current5 A, Voltage output75mV, Brass End |  |  |  |  | YN01-03751BS000000 Sifam Tinsley | [30 empty] | 14 | https://www.unikeyic.com/media/datasheet/de/3b/d096/de/96c5d124ced106c0836187e494ff503e.pdf | https://www.unikeyic.com/products/panel-measuring-instruments-and-accessories/yn01-03751bs000000/14443093.html
YN01-04751BS000000 | Sifam Tinsley | 1: 39.079 5: 37.5163 10: 35.9537 | Sifam Tinsley Shunt, Kappa Series, 10A Max, 75mV Output, Brass Terminals |  |  |  |  | YN01-04751BS000000 Sifam Tinsley | [30 empty] | 21 | https://www.unikeyic.com/media/datasheet/90/2a/b8c8/90/7ab52515f78a33bc2bfd3b4a85bb0739.pdf | https://www.unikeyic.com/products/panel-measuring-instruments-and-accessories/yn01-04751bs000000/16408543.html
YN01-07751BS000000 | Sifam Tinsley | 1: 32.9534 5: 31.6407 10: 30.3156 | Sifam Tinsley Shunt Kappa Series Max Current 25A Voltage Output 75mV Brass Terminals |  |  |  |  | YN01-07751BS000000 Sifam Tinsley | [30 empty] | 2 | https://www.unikeyic.com/media/datasheet/ef/96/23f5/ef/99aba02577c8cde69f37b6ff61e71d3c.pdf | https://www.unikeyic.com/products/panel-measuring-instruments-and-accessories/yn01-07751bs000000/14523396.html
YN01-10751WS000000 | Sifam Tinsley | 1: 49.5801 5: 46.1354 10: 44.2207 | Sifam Tinsley Shunt, Kappa Series, Max Current 40A, Voltage Output 75mV, Brass Terminals |  |  |  |  | YN01-10751WS000000 Sifam Tinsley | [30 empty] | 19 | https://www.unikeyic.com/media/datasheet/23/bf/1d50/23/655dadf3541f0119686f8127007345dd.pdf | https://www.unikeyic.com/products/panel-measuring-instruments-and-accessories/yn01-10751ws000000/16414018.html
YN01-12751WS000000 | Sifam Tinsley |  | Sifam Tinsley Shunt, Kappa Series, 60A Max, 75mV Out, Brass Term |  |  |  |  | YN01-12751WS000000 Sifam Tinsley | [31 empty] | https://www.unikeyic.com/media/datasheet/a2/4e/e37e/a2/5dadae038717e3951646bf0f1e6f432a.pdf | https://www.unikeyic.com/products/panel-measuring-instruments-and-accessories/yn01-12751ws000000/19895994.html
YN01-17751WS000000 | Sifam Tinsley | 1: 49.5926 5: 46.1476 10: 44.2328 | Sifam Tinsley shunt, Kappaseries, Maximum current100 A, Voltage output75mV, Brass End |  |  |  |  | YN01-17751WS000000 Sifam Tinsley | [30 empty] | 22 | https://www.unikeyic.com/media/datasheet/c2/1e/6c6c/c2/d6c57718ebd24a2b8ab9a84879f2153d.pdf | https://www.unikeyic.com/products/panel-measuring-instruments-and-accessories/yn01-17751ws000000/15707053.html
YN01-22751WS000000 | Sifam Tinsley | 1: 86.7089 5: 80.6976 | Sifam Tinsley shunt, Kappaseries, Maximum current250 A, Voltage output75mV, Brass End |  |  |  |  | YN01-22751WS000000 Sifam Tinsley | [30 empty] | 11 | https://www.unikeyic.com/media/datasheet/4f/20/2429/4f/836b38f1561665db44ba91c68c974f86.pdf | https://www.unikeyic.com/products/panel-measuring-instruments-and-accessories/yn01-22751ws000000/17542420.html
YN01-24751WS000000 | Sifam Tinsley | 1: 89.9441 5: 86.3449 | Sifam Tinsley shunt, Kappaseries, Maximum current400 A, Voltage output75mV, Brass End |  |  |  |  | YN01-24751WS000000 Sifam Tinsley | [30 empty] | 11 | https://www.unikeyic.com/media/datasheet/ba/67/cbb1/ba/0c200392d13fd23b36138db7f3470f38.pdf | https://www.unikeyic.com/products/panel-measuring-instruments-and-accessories/yn01-24751ws000000/16335555.html