## Environmental Meters
Part Number | Manufacturer | Price | Description | Accessory Type | Application Level | Base Product Number | Battery Cell Size | Datasheet | Display Type | Features | For Measuring | For Use With / Related Products | Includes | Input Type | Length/Width/Height | Moisture Sensitivity Level (MSL) | Operating Temperature | Packaging | Probe Type | Rid | SPM | Series | Specifications | Temperature Display | Temperature Range | Tool Type | Voltage - Supply | Weight | Stock | Datasheet URL | Source URL
0515 5107 | TESTO | 1: 47.9246 | [26 empty] | 31 | https://www.unikeyic.com/media/about_us/Unikey_ISO_9001_Certification.pdf | https://www.unikeyic.com/products/environmental-measuring-instruments-and-accessories/0515-5107/999664391.html
0516 0260 | TESTO | 1: 47.3032 | Testo 0516 0260 Carrying Bag Pouch | [25 empty] | 9 | https://www.unikeyic.com/media/about_us/Unikey_ISO_9001_Certification.pdf | https://www.unikeyic.com/products/environmental-measuring-instruments-and-accessories/0516-0260/999668312.html
0516 1035 | TESTO | 1: 155.4638 | SERVICE CASE, 454X319X135MM; | [25 empty] | 1 | https://www.unikeyic.com/media/about_us/Unikey_ISO_9001_Certification.pdf | https://www.unikeyic.com/products/environmental-measuring-instruments-and-accessories/0516-1035/999669076.html
0516 4401 | TESTO | 1: 104.3631 | [26 empty] | 122 | https://www.unikeyic.com/media/about_us/Unikey_ISO_9001_Certification.pdf | https://www.unikeyic.com/products/environmental-measuring-instruments-and-accessories/0516-4401/999668112.html
0516 4900 | TESTO | 1: 296.6109 |  |  | Industrial | [9 empty] | 400mm*520mm*130mm |  | -20℃~50℃ | [11 empty] | 102 | https://www.unikeyic.com/media/about_us/Unikey_ISO_9001_Certification.pdf | https://www.unikeyic.com/products/environmental-measuring-instruments-and-accessories/0516-4900/999663099.html
0554 0453 | TESTO | 1: 82.5396 | Differential pressure connection hose 5m | [25 empty] | 1 | https://www.unikeyic.com/media/about_us/Unikey_ISO_9001_Certification.pdf | https://www.unikeyic.com/products/environmental-measuring-instruments-and-accessories/0554-0453/999668667.html
0554 0549 | TESTO | 1: 372.1142 | printer,IRDA,Fast data transfer,Attached piece |  | Commercial Grade | [9 empty] | 150mm*88mm*50mm |  | 0℃~50℃ | [11 empty] | 1 | https://www.unikeyic.com/media/about_us/Unikey_ISO_9001_Certification.pdf | https://www.unikeyic.com/products/environmental-measuring-instruments-and-accessories/0554-0549/999665255.html
0554 0568 | TESTO | 1: 36.4172 | [26 empty] | 14956 | https://www.unikeyic.com/media/about_us/Unikey_ISO_9001_Certification.pdf | https://www.unikeyic.com/products/environmental-measuring-instruments-and-accessories/0554-0568/999665586.html
0554 0872 | TESTO | 1: 46.6887 | [26 empty] | 1600 | https://www.unikeyic.com/media/about_us/Unikey_ISO_9001_Certification.pdf | https://www.unikeyic.com/products/environmental-measuring-instruments-and-accessories/0554-0872/999668123.html
0554 0990 | TESTO | 1: 344.6728 | [12 empty] | 475mm(Length)*16mm(height) |  | -5℃~50℃ | [11 empty] | 14 | https://www.unikeyic.com/media/about_us/Unikey_ISO_9001_Certification.pdf | https://www.unikeyic.com/products/environmental-measuring-instruments-and-accessories/0554-0990/999667120.html
0554 0991 | TESTO | 1: 92.0043 | [26 empty] | 300 | https://www.unikeyic.com/media/about_us/Unikey_ISO_9001_Certification.pdf | https://www.unikeyic.com/products/environmental-measuring-instruments-and-accessories/0554-0991/999667378.html
0554 1111 | TESTO | 1: 168.9034 | [26 empty] | 17 | https://www.unikeyic.com/media/about_us/Unikey_ISO_9001_Certification.pdf | https://www.unikeyic.com/products/environmental-measuring-instruments-and-accessories/0554-1111/999668641.html
0554 2160 | TESTO | 1: 92.0043 | [12 empty] | 110mm(Length)*154mm(height) |  | -5℃~50℃ | [11 empty] | 21 | https://www.unikeyic.com/media/about_us/Unikey_ISO_9001_Certification.pdf | https://www.unikeyic.com/products/environmental-measuring-instruments-and-accessories/0554-2160/999663115.html
0554 2222 | TESTO | 1: 113.9755 | [12 empty] | 165mm*50mm*40mm |  | -5℃~50℃ | [11 empty] | 10 | https://www.unikeyic.com/media/about_us/Unikey_ISO_9001_Certification.pdf | https://www.unikeyic.com/products/environmental-measuring-instruments-and-accessories/0554-2222/999667332.html
0560 0460 | TESTO | 1: 233.0339 | Testo 0560 0460 tachometer |  | Commercial Grade | [11 empty] | 0℃~50℃ | [11 empty] | 6 | https://www.unikeyic.com/media/about_us/Unikey_ISO_9001_Certification.pdf | https://www.unikeyic.com/products/environmental-measuring-instruments-and-accessories/0560-0460/999664299.html
0560 1405 | TESTO | 1: 213.1467 | Testo 0560 1405 |  | Industrial | [9 empty] | 200mm*30mm*41mm |  | -20℃~50℃ | [11 empty] | 33 | https://www.unikeyic.com/media/about_us/Unikey_ISO_9001_Certification.pdf | https://www.unikeyic.com/products/environmental-measuring-instruments-and-accessories/0560-1405/999663058.html
0560 1410 | TESTO | 1: 159.291 |  |  | Industrial | [9 empty] | 154mm*43mm*21mm |  | -20℃~50℃ | [11 empty] | 1447 | https://www.unikeyic.com/media/about_us/Unikey_ISO_9001_Certification.pdf | https://www.unikeyic.com/products/environmental-measuring-instruments-and-accessories/0560-1410/999668177.html
0560 4053 | TESTO | 1: 203.7635 | Testo 0560 4053 |  | Commercial Grade | [9 empty] | 490mm*37mm*36mm |  | 0℃~50℃ | [11 empty] | 9 | https://www.unikeyic.com/media/about_us/Unikey_ISO_9001_Certification.pdf | https://www.unikeyic.com/products/environmental-measuring-instruments-and-accessories/0560-4053/999666191.html
0560 4101 | TESTO | 1: 159.8298 | Testo 0560 4101 | [11 empty] | 133mm*46mm*25mm |  | -10℃~50℃ | [11 empty] | 24 | https://www.unikeyic.com/media/about_us/Unikey_ISO_9001_Certification.pdf | https://www.unikeyic.com/products/environmental-measuring-instruments-and-accessories/0560-4101/999662323.html
0560 4102 | TESTO | 1: 245.0529 | Testo 0560 4102 | [11 empty] | 133mm*46mm*25mm |  | -10℃~50℃ | [11 empty] | 8 | https://www.unikeyic.com/media/about_us/Unikey_ISO_9001_Certification.pdf | https://www.unikeyic.com/products/environmental-measuring-instruments-and-accessories/0560-4102/999669026.html
0560 4401 | TESTO | 1: 481.1719 | Testo 0560 4401 air quality monitor | [25 empty] | 2 | https://www.unikeyic.com/media/about_us/Unikey_ISO_9001_Certification.pdf | https://www.unikeyic.com/products/environmental-measuring-instruments-and-accessories/0560-4401/999665713.html
0560 4402 | TESTO | 1: 650.0638 | Testo 0560 4402 air quality monitor | [25 empty] | 5 | https://www.unikeyic.com/media/about_us/Unikey_ISO_9001_Certification.pdf | https://www.unikeyic.com/products/environmental-measuring-instruments-and-accessories/0560-4402/999662537.html
0560 5522 | TESTO | 1: 295.9332 | [26 empty] | 793 | https://www.unikeyic.com/media/about_us/Unikey_ISO_9001_Certification.pdf | https://www.unikeyic.com/products/environmental-measuring-instruments-and-accessories/0560-5522/999666898.html
0560 6060 | TESTO | 1: 115.3212 | [12 empty] | 119mm*46mm*25mm |  | -10℃~50℃ | [11 empty] | 1 | https://www.unikeyic.com/media/about_us/Unikey_ISO_9001_Certification.pdf | https://www.unikeyic.com/products/environmental-measuring-instruments-and-accessories/0560-6060/999667435.html
0560 8353 | TESTO | 1: 542.5608 | Testo 0560 8353 Infrared Thermometer | [25 empty] | 1 | https://www.unikeyic.com/media/about_us/Unikey_ISO_9001_Certification.pdf | https://www.unikeyic.com/products/environmental-measuring-instruments-and-accessories/0560-8353/999667279.html
0563 0470 | TESTO | 1: 455.4901 | Testo 0563 0470 tachometer |  | Commercial Grade | [9 empty] | 60.96mm*27.94mm*175.26mm |  | 0℃~50℃ | [11 empty] | 13 | https://www.unikeyic.com/media/about_us/Unikey_ISO_9001_Certification.pdf | https://www.unikeyic.com/products/environmental-measuring-instruments-and-accessories/0563-0470/999663673.html
0563 2061 | TESTO | 1: 216.9687 | Testo 0563 2061 pHmeter |  | Commercial Grade | [9 empty] | 197mm*33mm*20mm |  | 0℃~60℃ | [11 empty] | 51 | https://www.unikeyic.com/media/about_us/Unikey_ISO_9001_Certification.pdf | https://www.unikeyic.com/products/environmental-measuring-instruments-and-accessories/0563-2061/997053913.html
0563 2062 | TESTO | 1: 412.5651 | Testo 0563 2062 pH Meter | [25 empty] | 12 | https://www.unikeyic.com/media/about_us/Unikey_ISO_9001_Certification.pdf | https://www.unikeyic.com/products/environmental-measuring-instruments-and-accessories/0563-2062/997052301.html
0563 2063 | TESTO | 1: 211.5281 | Testo 0563 2063 pHmeter |  | Commercial Grade | [9 empty] | 197mm*33mm*20mm |  | 0℃~60℃ | [11 empty] | 7 | https://www.unikeyic.com/media/about_us/Unikey_ISO_9001_Certification.pdf | https://www.unikeyic.com/products/environmental-measuring-instruments-and-accessories/0563-2063/997054293.html
0563 2065 | TESTO | 1: 427.8811 | Testo 0563 2065 pHmeter |  | Commercial Grade | [9 empty] | 197mm*33mm*20mm |  | 0℃~60℃ | [11 empty] | 2 | https://www.unikeyic.com/media/about_us/Unikey_ISO_9001_Certification.pdf | https://www.unikeyic.com/products/environmental-measuring-instruments-and-accessories/0563-2065/997056998.html
0563 3164 | TESTO | 1: 433.93 |  |  | Industrial | [9 empty] | 190mm*57mm*42mm |  | -20℃~50℃ | [11 empty] | 100 | https://www.unikeyic.com/media/about_us/Unikey_ISO_9001_Certification.pdf | https://www.unikeyic.com/products/environmental-measuring-instruments-and-accessories/0563-3164/997060454.html
0563 4400 | TESTO | 1: 762.6456 | Testo 0563 4400 | [25 empty] | 3 | https://www.unikeyic.com/media/about_us/Unikey_ISO_9001_Certification.pdf | https://www.unikeyic.com/products/environmental-measuring-instruments-and-accessories/0563-4400/999664978.html
0563 4403 | TESTO | 1: 1069.7216 | [26 empty] | 9 | https://www.unikeyic.com/media/about_us/Unikey_ISO_9001_Certification.pdf | https://www.unikeyic.com/products/environmental-measuring-instruments-and-accessories/0563-4403/999667397.html
0563 4405 | TESTO | 1: 1064.2174 | Testo 0563 4405 air quality monitor | [25 empty] | 3 | https://www.unikeyic.com/media/about_us/Unikey_ISO_9001_Certification.pdf | https://www.unikeyic.com/products/environmental-measuring-instruments-and-accessories/0563-4405/999668614.html
0563 4408 | TESTO | 1: 2485.4891 | [26 empty] | 3 | https://www.unikeyic.com/media/about_us/Unikey_ISO_9001_Certification.pdf | https://www.unikeyic.com/products/environmental-measuring-instruments-and-accessories/0563-4408/999665644.html
0563 4770 | TESTO | 1: 1365.1342 | Testo 0563 4770 Digital Thermometer | [25 empty] | 7 | https://www.unikeyic.com/media/about_us/Unikey_ISO_9001_Certification.pdf | https://www.unikeyic.com/products/environmental-measuring-instruments-and-accessories/0563-4770/999666883.html
0563 6352 | TESTO | 1: 723.6756 |  |  | Industrial | [11 empty] | -20℃~50℃ | [11 empty] | 25 | https://www.unikeyic.com/media/about_us/Unikey_ISO_9001_Certification.pdf | https://www.unikeyic.com/products/environmental-measuring-instruments-and-accessories/0563-6352/1000218813.html
0572 6172 | TESTO | 1: 442.211 | HUMIDITY/TEMP PROBE W/CABLE, 12MM; Test Probe Functions:Humidity, Temperature; For Use With:Testo Saveris Measurement Data Monitoring Systems; Product Range:-; SVHC:No SVHC (20-Jun-2016) | [25 empty] | 3 | https://www.unikeyic.com/media/about_us/Unikey_ISO_9001_Certification.pdf | https://www.unikeyic.com/products/environmental-measuring-instruments-and-accessories/0572-6172/997061446.html
0632 1271 | TESTO | 1: 586.3557 | [26 empty] | 32 | https://www.unikeyic.com/media/about_us/Unikey_ISO_9001_Certification.pdf | https://www.unikeyic.com/products/environmental-measuring-instruments-and-accessories/0632-1271/999665678.html
0632 1272 | TESTO | 1: 536.9206 | [12 empty] | 200mm*40mm*50mm |  | -5℃~50℃ | [11 empty] | 19 | https://www.unikeyic.com/media/about_us/Unikey_ISO_9001_Certification.pdf | https://www.unikeyic.com/products/environmental-measuring-instruments-and-accessories/0632-1272/999669281.html
0632 1550 | TESTO | 1: 653.6424 |  |  | Commercial Grade | [9 empty] | 165mm(Length)*30mm(height) |  | 0℃~50℃ | [11 empty] | 14 | https://www.unikeyic.com/media/about_us/Unikey_ISO_9001_Certification.pdf | https://www.unikeyic.com/products/environmental-measuring-instruments-and-accessories/0632-1550/999662794.html
0632 1552 | TESTO | 1: 749.7663 | [12 empty] | 295mm*40mm*50mm |  | -5℃~50℃ | [11 empty] | 11 | https://www.unikeyic.com/media/about_us/Unikey_ISO_9001_Certification.pdf | https://www.unikeyic.com/products/environmental-measuring-instruments-and-accessories/0632-1552/999667868.html
0632 3170 | TESTO | 1: 203.4576 | [26 empty] | 248 | https://www.unikeyic.com/media/about_us/Unikey_ISO_9001_Certification.pdf | https://www.unikeyic.com/products/environmental-measuring-instruments-and-accessories/0632-3170/999668124.html
0632 3173 | TESTO | 1: 206.3643 | [14 empty] | -5℃~45℃ | [11 empty] | 741 | https://www.unikeyic.com/media/about_us/Unikey_ISO_9001_Certification.pdf | https://www.unikeyic.com/products/environmental-measuring-instruments-and-accessories/0632-3173/1000308404.html
0632 3801 | TESTO | 1: 13689.2913 | [26 empty] | 3 | https://www.unikeyic.com/media/about_us/Unikey_ISO_9001_Certification.pdf | https://www.unikeyic.com/products/environmental-measuring-instruments-and-accessories/0632-3801/999663742.html
0635 0551 | TESTO | 1: 531.4278 | [26 empty] | 11 | https://www.unikeyic.com/media/about_us/Unikey_ISO_9001_Certification.pdf | https://www.unikeyic.com/products/environmental-measuring-instruments-and-accessories/0635-0551/999666279.html
0635 1052 | TESTO | 1: 1054.6164 |  |  | Commercial Grade | [9 empty] | 350mm*40mm*50mm |  | 0℃~50℃ | [11 empty] | 4 | https://www.unikeyic.com/media/about_us/Unikey_ISO_9001_Certification.pdf | https://www.unikeyic.com/products/environmental-measuring-instruments-and-accessories/0635-1052/999668332.html
0635 1571 | TESTO | 1: 1184.0628 | [26 empty] | 12 | https://www.unikeyic.com/media/about_us/Unikey_ISO_9001_Certification.pdf | https://www.unikeyic.com/products/environmental-measuring-instruments-and-accessories/0635-1571/999667112.html
0635 2345 | TESTO | 1: 551.8554 | Testo 0635 2345 | [25 empty] | 1 | https://www.unikeyic.com/media/about_us/Unikey_ISO_9001_Certification.pdf | https://www.unikeyic.com/products/environmental-measuring-instruments-and-accessories/0635-2345/999669361.html
0635 9372 | TESTO | 1: 1173.04 | VANE PROBE, FLOW, 19.7 TO 2952.8FPM; | [11 empty] | 375mm*105mm*46mm |  | -5℃~70℃ | [11 empty] | 1 | https://www.unikeyic.com/media/about_us/Unikey_ISO_9001_Certification.pdf | https://www.unikeyic.com/products/environmental-measuring-instruments-and-accessories/0635-9372/999664359.html
0635 9430 | TESTO | 1: 508.0834 |  |  | Industrial | [9 empty] | 180mm*105mm*46mm |  | -20℃~70℃ | [11 empty] | 20 | https://www.unikeyic.com/media/about_us/Unikey_ISO_9001_Certification.pdf | https://www.unikeyic.com/products/environmental-measuring-instruments-and-accessories/0635-9430/999663987.html
0635 9532 | TESTO | 1: 536.8667 | Testo 0635 9532 | [11 empty] | 330mm*16mm*16mm |  | -10℃~70℃ | [11 empty] | 2 | https://www.unikeyic.com/media/about_us/Unikey_ISO_9001_Certification.pdf | https://www.unikeyic.com/products/environmental-measuring-instruments-and-accessories/0635-9532/999669022.html
0635 9570 | TESTO | 1: 902.1913 | [12 empty] | 245mm(Length)*154mm(height) |  | -10℃~70℃ | [11 empty] | 5 | https://www.unikeyic.com/media/about_us/Unikey_ISO_9001_Certification.pdf | https://www.unikeyic.com/products/environmental-measuring-instruments-and-accessories/0635-9570/999662614.html
0635 9571 | TESTO | 1: 1250.4221 | [26 empty] | 2 | https://www.unikeyic.com/media/about_us/Unikey_ISO_9001_Certification.pdf | https://www.unikeyic.com/products/environmental-measuring-instruments-and-accessories/0635-9571/999663746.html
0636 2161 | TESTO | 1: 854.76 | Testo 0636 2161 Hygrometer Probe | [25 empty] | 1 | https://www.unikeyic.com/media/about_us/Unikey_ISO_9001_Certification.pdf | https://www.unikeyic.com/products/environmental-measuring-instruments-and-accessories/0636-2161/997051352.html
0636 9730 | TESTO | 1: 152.425 |  |  | Industrial | [9 empty] | 160mm(Length) |  | -20℃~70℃ | [11 empty] | 18 | https://www.unikeyic.com/media/about_us/Unikey_ISO_9001_Certification.pdf | https://www.unikeyic.com/products/environmental-measuring-instruments-and-accessories/0636-9730/999668379.html
0636 9731 | TESTO | 1: 306.9621 | Testo 0636 9731 Probe | [25 empty] | 1 | https://www.unikeyic.com/media/about_us/Unikey_ISO_9001_Certification.pdf | https://www.unikeyic.com/products/environmental-measuring-instruments-and-accessories/0636-9731/999663085.html
0636 9732 | TESTO | 1: 245.8025 |  |  | Industrial | [9 empty] | 290mm*40mm*50mm |  | -20℃~70℃ | [11 empty] | 10 | https://www.unikeyic.com/media/about_us/Unikey_ISO_9001_Certification.pdf | https://www.unikeyic.com/products/environmental-measuring-instruments-and-accessories/0636-9732/999668872.html
0636 9735 | TESTO | 1: 315.0144 | [26 empty] | 100 | https://www.unikeyic.com/media/about_us/Unikey_ISO_9001_Certification.pdf | https://www.unikeyic.com/products/environmental-measuring-instruments-and-accessories/0636-9735/997053158.html
0636 9770 | TESTO | 1: 624.8053 | [26 empty] | 9 | https://www.unikeyic.com/media/about_us/Unikey_ISO_9001_Certification.pdf | https://www.unikeyic.com/products/environmental-measuring-instruments-and-accessories/0636-9770/999669353.html
0650 0245 | TESTO | 1: 346.1135 | ELECTRODE, FOOD PH MEASUREMENT; | [25 empty] | 3 | https://www.unikeyic.com/media/about_us/Unikey_ISO_9001_Certification.pdf | https://www.unikeyic.com/products/environmental-measuring-instruments-and-accessories/0650-0245/999669287.html
0650 2061 | TESTO | 1: 151.67 | Testo 0650 2061 PHProbe | [25 empty] | 10 | https://www.unikeyic.com/media/about_us/Unikey_ISO_9001_Certification.pdf | https://www.unikeyic.com/products/environmental-measuring-instruments-and-accessories/0650-2061/997061346.html
0782 | KESTREL | 1: 97.0252 | Kestrel Blade Mount, For 5000 Series Weather Instruments | [25 empty] | 6 | https://www.unikeyic.com/media/about_us/Unikey_ISO_9001_Certification.pdf | https://www.unikeyic.com/products/environmental-measuring-instruments-and-accessories/0782/21756208.html
0785 | KESTREL | 1: 112.8365 | Kestrel USB Interface Kit, For 5000 Series Weather Instruments | [25 empty] | 4 | https://www.unikeyic.com/media/about_us/Unikey_ISO_9001_Certification.pdf | https://www.unikeyic.com/products/environmental-measuring-instruments-and-accessories/0785/20670844.html
0786 | KESTREL | 1: 51.652 | Kestrel WiFi Adapter | [25 empty] | 3 | https://www.unikeyic.com/media/about_us/Unikey_ISO_9001_Certification.pdf | https://www.unikeyic.com/products/environmental-measuring-instruments-and-accessories/0786/17470509.html
0793 | KESTREL | 1: 25.0408 | Kestrel Tripod Clamp, Universal |  |  |  |  | 0793 KESTREL | [20 empty] | 44 | https://www.unikeyic.com/media/datasheet/85/04/41a2/85/cdce7cd8146ad279de63c67fba00397f.pdf | https://www.unikeyic.com/products/environmental-measuring-instruments-and-accessories/0793/14590159.html
0805 | KESTREL | 1: 33.5749 | Kestrel shell, suitable forKestrel 4000 series |  |  |  |  | 0805 KESTREL | [20 empty] | 1 | https://www.unikeyic.com/media/datasheet/b8/76/d609/b8/2d9e1455b8111424dcc0bfa99adc7cb8.pdf | https://www.unikeyic.com/products/environmental-measuring-instruments-and-accessories/0805/17056280.html
0850LBLK | KESTREL | 1: 682.5448 | Kestrel 0850LBLK Series Vane Anemometer, +70°C, 40m/s, 400h Battery |  |  |  |  | 0850LBLK KESTREL | [6 empty] | 45mm*28mm*127mm |  | -10℃~55℃ | [11 empty] | 3 | https://www.unikeyic.com/media/datasheet/69/10/66eb/69/ef394ac2402518c7699de8f86b4beb96.pdf | https://www.unikeyic.com/products/environmental-measuring-instruments-and-accessories/0850lblk/16140869.html
0852LHVG | KESTREL | 1: 690.2611 | Kestrel 0852LHVGseries Vane Anemometer, Temperature Resistance up to+70°C, Wind Speed up to40m/s, Battery Available400 hour |  |  |  |  | 0852LHVG KESTREL | [6 empty] | 45mm*28mm*127mm |  | -10℃~55℃ | [11 empty] | 4 | https://www.unikeyic.com/media/datasheet/ca/25/ce55/ca/c2eb2aea106335151073f1c95184c200.pdf | https://www.unikeyic.com/products/environmental-measuring-instruments-and-accessories/0852lhvg/22900845.html
0855YEL | KESTREL | 1: 709.4933 | Kestrel 0855YEL Series Vane Anemometer, +70°C, 40m/s, 400h Battery |  |  |  |  | 0855YEL KESTREL | [6 empty] | 45mm*28mm*127mm |  | -10℃~55℃ | [11 empty] | 5 | https://www.unikeyic.com/media/datasheet/e4/5a/f32e/e4/b88c7542dc397dbfe3c2e8fbeecfc9cb.pdf | https://www.unikeyic.com/products/environmental-measuring-instruments-and-accessories/0855yel/18440036.html
1232212 | RS | 1: 126.862 5: 104.406 | RS PRO Digital Thermometer, E/J/K/N/R/S/T Probes, ±0.05% Acc, 2 In, Max +1090(J)°C +1300(N)°C +1370(K)°C +1598(E)°F | [11 empty] | 72mm*35mm*150mm | [13 empty] | 66 | https://www.unikeyic.com/media/about_us/Unikey_ISO_9001_Certification.pdf | https://www.unikeyic.com/products/environmental-measuring-instruments-and-accessories/1232212/3985387.html
1232216 | RS | 1: 123.3374 | RS PRO Infrared Thermometer, 1327 Series, -20°C to +500°C, ±2% Accuracy, Data Logging | [11 empty] | 46mm*118mm*172mm | [13 empty] | 86 | https://www.unikeyic.com/media/about_us/Unikey_ISO_9001_Certification.pdf | https://www.unikeyic.com/products/environmental-measuring-instruments-and-accessories/1232216/28752083.html
1233217 | RS | 1: 117.6993 | RS PRO Digital thermometer, thermometer, J、 KType probe, ±0.1 %accuracy, highest measurement+1372 °C, +2501 °F | [11 empty] | 74mm*39mm*170mm | [13 empty] | 133 | https://www.unikeyic.com/media/about_us/Unikey_ISO_9001_Certification.pdf | https://www.unikeyic.com/products/environmental-measuring-instruments-and-accessories/1233217/3627970.html
1367890 | RS | 1: 95.178 5: 78.329 | RS PRO Infrared Thermometer, -50°C to +380°C, +716°F, ±1% Accuracy | [11 empty] | 150mm(Length)*131mm(height) | [13 empty] | 241 | https://www.unikeyic.com/media/about_us/Unikey_ISO_9001_Certification.pdf | https://www.unikeyic.com/products/environmental-measuring-instruments-and-accessories/1367890/10211118.html
1446605 | RS | 1: 229.9124 | RS PRO Digital thermometer, KType probe, ±0.2 reading +1°C %accuracy, highest measurement+1300 °C, +1999°F | [11 empty] | 74mm*39mm*170mm | [13 empty] | 19 | https://www.unikeyic.com/media/about_us/Unikey_ISO_9001_Certification.pdf | https://www.unikeyic.com/products/environmental-measuring-instruments-and-accessories/1446605/25106167.html
1551A-9 | FLUKE | 1: 1409.2337 | Fluke calibration 1551A-9 |  |  | 1551A | AAA (3) |  | LCD | Backlight, Memory, Min/Max |  |  | Battery | Probe |  | 1 (Unlimited) |  | Bulk | RTD |  |  | Stik |  | C°/F° | -58 ~ 320°F (-50 ~ 160°C) |  |  |  | 3 | https://www.unikeyic.com/media/datasheet/5a/af/6443/5a/5c7715ebc307364b6adaa503e619a0eb.pdf | https://www.unikeyic.com/products/environmental-measuring-instruments-and-accessories/1551a-9/22977279.html
1938691 | RS | 1: 57.7742 5: 47.5465 | RS PRO Infrared Thermometer, 8861 Series, -50°C to +550°C, ±1% | [25 empty] | 175 | https://www.unikeyic.com/media/about_us/Unikey_ISO_9001_Certification.pdf | https://www.unikeyic.com/products/environmental-measuring-instruments-and-accessories/1938691/23703514.html
198844001 | Georg Fischer | 1: 907.7125 | Georg Fischer Conductivity Meter, 3-2821-1 Series, Min 10μS/cm, Max 10mS/cm | [11 empty] | 152mm(Length)*12.7mm(width) |  | 150℃(max) | [11 empty] | 1 | https://www.unikeyic.com/media/about_us/Unikey_ISO_9001_Certification.pdf | https://www.unikeyic.com/products/environmental-measuring-instruments-and-accessories/198844001/21165841.html
2048406 | RS | 1: 204.3156 | RS PRO Thermometer & Probe Kit, Vacuum Cooking, E/J/K/N/R/S/T Probes, ±0.2°C (±0.1%) Accuracy, Max 1372°C, Food Industry |  | Industrial | [9 empty] | 130mm*70mm*33mm | [13 empty] | 3 | https://www.unikeyic.com/media/about_us/Unikey_ISO_9001_Certification.pdf | https://www.unikeyic.com/products/environmental-measuring-instruments-and-accessories/2048406/16668883.html
2050959 | RS | 1: 173.2897 5: 142.6166 | RS PRO Digital thermometer, PT1000Type probe, -20→+100 °c ： ±0.1 k ±1 bit-70→+250 °c ： mv ±2 Digit's ±0.2%accuracy, highest measurement+250°C, for general purpose |  | Industrial | [9 empty] | 54mm*28mm*108mm | [13 empty] | 37 | https://www.unikeyic.com/media/about_us/Unikey_ISO_9001_Certification.pdf | https://www.unikeyic.com/products/environmental-measuring-instruments-and-accessories/2050959/11066948.html
2050960 | RS | 1: 180.3227 5: 148.405 | RS PRO Digital Thermometer, T-Type Probe, -20°C to +100°C: ±0.1°C ±1 digit; -70°C to +250°C: ±0.2% rdg ±2 digits, Max +250°C, HVAC/Ind |  | Industrial | [9 empty] | 54mm*28mm*108mm | [13 empty] | 58 | https://www.unikeyic.com/media/about_us/Unikey_ISO_9001_Certification.pdf | https://www.unikeyic.com/products/environmental-measuring-instruments-and-accessories/2050960/32036944.html
224-070 | INSTRUMENTS | 1: 227.8083 | Instruments Direct Moisture Meter, 224-070 Series, Analog Display, Max Humidity 28% RH |  |  |  |  | 224-070 INSTRUMENTS | [6 empty] | 43mm*91mm*195mm | [13 empty] | 2 | https://www.unikeyic.com/media/datasheet/9d/0d/5c53/9d/2622fc094404ca1a5097e9eca514b949.pdf | https://www.unikeyic.com/products/environmental-measuring-instruments-and-accessories/224-070/23536113.html
2369190 | RS | 1: 242.18 5: 199.3144 | Digital Thermometer, Voice Recorder, Max +75°C, Agri, Livestock, Catering, Food, Logistics, Pharma, Storage | [25 empty] | 2 | https://www.unikeyic.com/media/about_us/Unikey_ISO_9001_Certification.pdf | https://www.unikeyic.com/products/environmental-measuring-instruments-and-accessories/2369190/29664912.html
2400 | KEITHLEY | 1: 12676.2408 | SOURCE METER, 200V, 1A, 20W; Product Range:2400 Series; Source Meter Function:Current/Resistance/Voltage Measure, Current/Voltage Source; Output Power:20W; Source Voltage Range:± 200mV to ± 200V; Source Current Range:± 1 |  |  |  |  | 2400 KEITHLEY | [20 empty] | 2 | https://www.unikeyic.com/media/datasheet/b2/e8/2ad2/b2/d2ef96cb1a43742fc119c59f5946ecdc.pdf | https://www.unikeyic.com/products/environmental-measuring-instruments-and-accessories/2400/18570151.html
2401 | KEITHLEY | 1: 8019.8424 | SOURCEMETER, 20V, 1A, 20W; Product Range:2400 Series; Source Meter Function:Current/Resistance/Voltage Measure, Current/Voltage Source; Output Power:20W; Source Voltage Range:± 200mV to ± 20V; Source Current Range:± 1uA |  |  |  |  | 2401 KEITHLEY | [20 empty] | 9 | https://www.unikeyic.com/media/datasheet/b2/e8/2ad2/b2/d2ef96cb1a43742fc119c59f5946ecdc.pdf | https://www.unikeyic.com/products/environmental-measuring-instruments-and-accessories/2401/21730604.html
2450 | KEITHLEY | 1: 10140.9948 | SourceMeter SMU Instrument |  |  |  |  | 2450 KEITHLEY | [6 empty] | 403.098mm(Length)*87.884mm(height) | [13 empty] | 14 | https://www.unikeyic.com/media/datasheet/c0/cf/19bd/c0/2babfe2811750b245f7d92aa4d259384.pdf | https://www.unikeyic.com/products/environmental-measuring-instruments-and-accessories/2450/17392177.html
2461 | KEITHLEY | 1: 16970.6321 | Keithley 2461 digital sourcemeter |  |  |  |  | 2461 KEITHLEY | [20 empty] | 1 | https://www.unikeyic.com/media/datasheet/49/37/830b/49/ced752eee44038ff37adbf7084b4e6ae.pdf | https://www.unikeyic.com/products/environmental-measuring-instruments-and-accessories/2461/19580865.html
255522 | RS | 1: 383.2173 | RS PRO Thermometer & Probe Kit, Handheld, Type T, ±0.2°C (±0.1%) Acc, Max 1372°C, HVAC, Legionella |  | Military | [9 empty] | 130mm*70mm*33mm | [13 empty] | 15 | https://www.unikeyic.com/media/about_us/Unikey_ISO_9001_Certification.pdf | https://www.unikeyic.com/products/environmental-measuring-instruments-and-accessories/255522/33608952.html
2612B | KEITHLEY | 1: 20129.4467 | 2612B, |  |  |  |  | 2612B KEITHLEY | [20 empty] | 3 | https://www.unikeyic.com/media/datasheet/d7/c9/fe2e/d7/6ea6a7603d6816f4ca0f3a267b0fb58c.pdf | https://www.unikeyic.com/products/environmental-measuring-instruments-and-accessories/2612b/21947129.html
2635B | KEITHLEY | 1: 23930.6635 | Keithley 2635B digital sourcemeter |  |  |  |  | 2635B KEITHLEY | [6 empty] | 460mm*238mm*104mm | [13 empty] | 1 | https://www.unikeyic.com/media/datasheet/29/b2/2a77/29/b066533f5beb349d59b02aba23950847.pdf | https://www.unikeyic.com/products/environmental-measuring-instruments-and-accessories/2635b/15738967.html
2679822 | FLUKE | 1: 1120.5285 3: 1117.725 5: 1114.932 | Airflow Meter/Micromanometer | [25 empty] | 2 | https://www.unikeyic.com/media/about_us/Unikey_ISO_9001_Certification.pdf | https://www.unikeyic.com/products/environmental-measuring-instruments-and-accessories/2679822/21372728.html
27057 | Wiha Tools | 1: 12.4503 | Wiha 27057 Folding Ruler | [11 empty] | 200cm(Length)*15mm(width) | [13 empty] | 35 | https://www.unikeyic.com/media/about_us/Unikey_ISO_9001_Certification.pdf | https://www.unikeyic.com/products/environmental-measuring-instruments-and-accessories/27057/21056527.html
27058 | Wiha Tools | 1: 13.1136 | Wiha 27058 Folding Ruler | [25 empty] | 22 | https://www.unikeyic.com/media/about_us/Unikey_ISO_9001_Certification.pdf | https://www.unikeyic.com/products/environmental-measuring-instruments-and-accessories/27058/18237245.html
27059 | Wiha Tools | 1: 16.4558 | Wiha 27059 Folding Ruler | [25 empty] | 7 | https://www.unikeyic.com/media/about_us/Unikey_ISO_9001_Certification.pdf | https://www.unikeyic.com/products/environmental-measuring-instruments-and-accessories/27059/20044290.html
27061 | Wiha Tools | 1: 16.64 | RULER, FOLDING, PLASTIC, 1M; Length:1000mm; Width:13mm; Graduations:1mm; Tool Body Material:Fibreglass; Product Range:-; SVHC:No SVHC (27-Jun-2018); Colour:Yellow; External Width:13mm; Graduation:1mm; Material:Glass Fibr | [25 empty] | 9 | https://www.unikeyic.com/media/about_us/Unikey_ISO_9001_Certification.pdf | https://www.unikeyic.com/products/environmental-measuring-instruments-and-accessories/27061/20611063.html
27062 | Wiha Tools | 1: 10.2306 | Wiha 27062 Folding Ruler | [25 empty] | 171 | https://www.unikeyic.com/media/about_us/Unikey_ISO_9001_Certification.pdf | https://www.unikeyic.com/products/environmental-measuring-instruments-and-accessories/27062/21573147.html
27082 | Wiha Tools | 1: 77.56 3: 77.56 | ANALOGUE CALLIPER, DIAL, 0.1MM, 150MM; | [25 empty] | 8 | https://www.unikeyic.com/media/about_us/Unikey_ISO_9001_Certification.pdf | https://www.unikeyic.com/products/environmental-measuring-instruments-and-accessories/27082/14762813.html
27083 | Wiha Tools | 1: 62.4736 5: 62.4736 | VERNIER CALIPER, PLASTIC; Instrument Type:Vernier Caliper; Measuring Range Max:150mm; Resolution:0.1mm; Graduations:0.1mm; Product Range:-; SVHC:No SVHC (27-Jun-2018); Graduation:0.1mm; Measuring Range Min:0mm | [25 empty] | 9 | https://www.unikeyic.com/media/about_us/Unikey_ISO_9001_Certification.pdf | https://www.unikeyic.com/products/environmental-measuring-instruments-and-accessories/27083/17220291.html
2790 | KEITHLEY | 1: 9629.3649 | Source Measure Unit SMU SOURCEMETER SWITCH System Mainframe | [25 empty] | 1 | https://www.unikeyic.com/media/about_us/Unikey_ISO_9001_Certification.pdf | https://www.unikeyic.com/products/environmental-measuring-instruments-and-accessories/2790/22348825.html
2790-A/E | KEITHLEY | 1: 21151.2115 | SMU SourceMeter Switch W/1 Hi V Card 1M Ohm | [25 empty] | 1 | https://www.unikeyic.com/media/about_us/Unikey_ISO_9001_Certification.pdf | https://www.unikeyic.com/products/environmental-measuring-instruments-and-accessories/2790-a-e/18382109.html
2790-H | KEITHLEY | 1: 19110.3035 | [26 empty] | 1 | https://www.unikeyic.com/media/about_us/Unikey_ISO_9001_Certification.pdf | https://www.unikeyic.com/products/environmental-measuring-instruments-and-accessories/2790-h/15636152.html
2790-H/E | KEITHLEY | 1: 19110.3035 | [26 empty] | 1 | https://www.unikeyic.com/media/about_us/Unikey_ISO_9001_Certification.pdf | https://www.unikeyic.com/products/environmental-measuring-instruments-and-accessories/2790-h-e/22272115.html
2790-L/E | KEITHLEY | 1: 15288.2439 | Source Measure Unit (SMU)—SMU SOURCEMETER SWITCH System with One LowV | [25 empty] | 1 | https://www.unikeyic.com/media/about_us/Unikey_ISO_9001_Certification.pdf | https://www.unikeyic.com/products/environmental-measuring-instruments-and-accessories/2790-l-e/19009962.html
2790/E | KEITHLEY | 1: 9629.3649 | SMU SourceMeter Switch System Mainframe 220V | [25 empty] | 1 | https://www.unikeyic.com/media/about_us/Unikey_ISO_9001_Certification.pdf | https://www.unikeyic.com/products/environmental-measuring-instruments-and-accessories/2790-e/18793304.html
2811763 | FLUKE | 1: 1017.7545 3: 1003.38 5: 996.7125 | Low-Pressure Test Pump | [13 empty] | -10℃(min) | [11 empty] | 1 | https://www.unikeyic.com/media/about_us/Unikey_ISO_9001_Certification.pdf | https://www.unikeyic.com/products/environmental-measuring-instruments-and-accessories/2811763/23126783.html
2811774 | FLUKE | 1: 1084.818 3: 1082.109 5: 1079.4 | Pneumatic Test Pump | [25 empty] | 2 | https://www.unikeyic.com/media/about_us/Unikey_ISO_9001_Certification.pdf | https://www.unikeyic.com/products/environmental-measuring-instruments-and-accessories/2811774/19427153.html
2837799 | FLUKE | 1: 582.6765 3: 581.217 5: 579.768 | Conn Mini UHF M Crimp ST Cable Mount Nickel |  |  |  |  | 2837799 FLUKE | [20 empty] | 1 | https://www.unikeyic.com/media/datasheet/9f/fc/7796/9f/a0270b7df7ba985da0d7491a33434e5b.pdf | https://www.unikeyic.com/products/environmental-measuring-instruments-and-accessories/2837799/19505155.html
29422 | Wiha Tools | 1: 180.3648 | DIGITAL CALLIPER, 5-DIGIT, 0.01MM, 150MM; | [25 empty] | 11 | https://www.unikeyic.com/media/about_us/Unikey_ISO_9001_Certification.pdf | https://www.unikeyic.com/products/environmental-measuring-instruments-and-accessories/29422/21745355.html
3248429 | RS | 1: 64.9197 5: 53.428 | RS PRO Dry Dial Thermometer, °C/°F Scale, For HVAC & Refrigeration | [25 empty] | 37 | https://www.unikeyic.com/media/about_us/Unikey_ISO_9001_Certification.pdf | https://www.unikeyic.com/products/environmental-measuring-instruments-and-accessories/3248429/1712448.html
3248463 | RS |  | RS PRO Fahrenheit/Celsius Dial Dry thermometer, Suitable for heating and ventilation、Refrigeration Industry |  | Industrial | [24 empty] | https://www.unikeyic.com/media/about_us/Unikey_ISO_9001_Certification.pdf | https://www.unikeyic.com/products/environmental-measuring-instruments-and-accessories/3248463/3020254.html
3460346 | FLUKE | 1: 372.4056 3: 358.5225 5: 357.63 | C-Range Infrared Window for Outdoor Applications | [25 empty] | 1 | https://www.unikeyic.com/media/about_us/Unikey_ISO_9001_Certification.pdf | https://www.unikeyic.com/products/environmental-measuring-instruments-and-accessories/3460346/14077030.html
3460387 | FLUKE | 1: 542.913 3: 541.5585 5: 540.204 | 075 CLKT IR Window for Outdoor and Indoor Applications | [25 empty] | 28 | https://www.unikeyic.com/media/about_us/Unikey_ISO_9001_Certification.pdf | https://www.unikeyic.com/products/environmental-measuring-instruments-and-accessories/3460387/22854226.html
3460439 | FLUKE | 1: 718.935 3: 699.0585 5: 689.8185 | C-Range Infrared Window for Outdoor Applications | [25 empty] | 2 | https://www.unikeyic.com/media/about_us/Unikey_ISO_9001_Certification.pdf | https://www.unikeyic.com/products/environmental-measuring-instruments-and-accessories/3460439/14252242.html
365510 | Extech Instruments | 1: 42.5264 5: 41.767 10: 41.767 | DIGITAL STOPWATCH/CLOCK, 12/24 HR; Meter Range:-; Counting Speed:-; Accuracy %:-; External Height:70mm; External Width:57mm; External Depth:15mm; Product Range:-; SVHC:No SVHC (20-Jun-2016) | [7 empty] | Time |  | Battery, Strap |  |  | Not Applicable |  | Box |  |  |  | - | [6 empty] | 48 | https://www.unikeyic.com/media/pdf/HTMLDatasheet/extech-instruments/b9/e1/78a8/365510/2025/11/365510-guide.pdf | https://www.unikeyic.com/products/environmental-measuring-instruments-and-accessories/365510/17251324.html
39240 | Extech Instruments | 1: 46.725 | THERMOMETER, WATERPROOF, -40 TO +200 DEG; Temperature Measuring Range:-40°C to +200°C; External Height:150mm; External Width:20mm; External Depth:18mm; Product Range:-; SVHC:No SVHC (20-Jun-2016) |  |  |  | Coin |  | - | Auto Off, Hold, Water Resistant |  |  | Battery, Cover | Probe |  | Not Applicable |  | Box | Penetration | 7322798 |  | - |  | C°/F° |  |  |  |  | 20 | https://www.unikeyic.com/media/datasheet/ee/27/15e6/ee/c75cc39dde97e847e51388cefad97ecf.pdf | https://www.unikeyic.com/products/environmental-measuring-instruments-and-accessories/39240/19747502.html
401014A | Extech Instruments | 1: 57.5125 | INDOOR/OUTDOOR TEMP ALERT, -50 TO 70DEGC; Temperature Measuring Range:-50°C to +70°C; External Height:112mm; External Width:102mm; External Depth:22mm; Product Range:-; SVHC:No SVHC (15-Jan-2019) |  |  |  | AAA |  | LCD | Memory, Water Resistant |  |  | Battery, Cable | Probe |  | Not Applicable |  | Bulk | Penetration | 9445934 |  | - |  | C°/F° | - |  |  |  | 10 | https://www.unikeyic.com/media/datasheet/1d/03/ab48/1d/dd2790fea2f500dd2e36e37f67e1fe41.pdf | https://www.unikeyic.com/products/environmental-measuring-instruments-and-accessories/401014a/22238346.html
407001-USB | Extech Instruments | 1: 65.906 | USB Adaptor for 407001, Heavy Duty Hot Wire Thermo-Anemometer | USB Adapter | [7 empty] | Test Meters |  |  |  | Not Applicable |  | Box |  | 7786273 |  | - | - | [5 empty] | 13 | https://www.unikeyic.com/media/datasheet/1e/d7/4af9/1e/ef013ebe64cea7290ae172d6e90a7d65.pdf | https://www.unikeyic.com/products/environmental-measuring-instruments-and-accessories/407001-usb/18131883.html
407026 | Extech Instruments | 1: 250.3255 | Extech 407026 Light Meter | [7 empty] | Light |  | Battery, Cable, Cap, Holster, Sensor |  |  | Not Applicable |  | Box |  | 7786274 |  | - | [6 empty] | 3 | https://www.unikeyic.com/media/datasheet/ee/56/7751/ee/e52c35298417e5e2587c4f4c14f42a43.pdf | https://www.unikeyic.com/products/environmental-measuring-instruments-and-accessories/407026/22825104.html
407119 | Extech Instruments | 1: 690.5043 | ANEMOMETER, HOT WIRE, CFM HEAVY | [7 empty] | Air Flow, Temperature |  | Battery, Cable, Probe |  |  | Not Applicable |  | Box |  | 7786279 |  | - | [6 empty] | 1 | https://www.unikeyic.com/media/datasheet/99/15/4edd/99/3756e76694aa273a04b253ae8e25af59.pdf | https://www.unikeyic.com/products/environmental-measuring-instruments-and-accessories/407119/14401672.html
407123 | Extech Instruments | 1: 510.0833 | HEAVY DUTY HOT WIRE THERMO-ANEMOMETER | [7 empty] | Air Flow |  | Battery, Cable, Holster, Probe |  |  | Not Applicable |  | Box |  |  |  | - | [6 empty] | 2 | https://www.unikeyic.com/media/datasheet/a4/61/26dc/a4/b689eec1da1e3c2c2289cdcc1ec925a2.pdf | https://www.unikeyic.com/products/environmental-measuring-instruments-and-accessories/407123/22542883.html
407510 | Extech Instruments | 1: 610.4979 | Extech 407510 Data Logger | [7 empty] | Dissolved Oxygen |  | Battery, Cable, Case, Holster, Probe |  |  | Not Applicable |  | Box |  |  |  | - | [6 empty] | 2 | https://www.unikeyic.com/media/datasheet/6a/ac/c309/6a/2c4768039e7ee4ca78091628b645337b.pdf | https://www.unikeyic.com/products/environmental-measuring-instruments-and-accessories/407510/21731977.html
407730 | Extech Instruments | 1: 123.12 | Sound Level Meter Handheld | [7 empty] | Sound |  | Battery |  |  | Not Applicable |  | Box |  |  |  | - | [6 empty] | 30 | https://www.unikeyic.com/media/datasheet/83/d0/c8eb/83/5175ed046e9d5dbd8bd76d0e9402d51c.pdf | https://www.unikeyic.com/products/environmental-measuring-instruments-and-accessories/407730/23008009.html
407732 | Extech Instruments | 1: 359.051 | Sound Level Meter with Backlit Display | [7 empty] | Sound |  | Battery, Windscreen |  |  | Not Applicable |  | Box |  | 7785829 |  | - | [6 empty] | 1 | https://www.unikeyic.com/media/datasheet/1f/12/ec95/1f/37fae136265ef7d009c0d0c8515b6592.pdf | https://www.unikeyic.com/products/environmental-measuring-instruments-and-accessories/407732/16575542.html
407732-KIT | Extech Instruments | 1: 703.296 | Type 2 Sound Level Meter Kits | [12 empty] | Not Applicable |  | Box |  |  |  | - | [6 empty] | 3 | https://www.unikeyic.com/media/datasheet/3b/e5/73e3/41/e85f922436ca339893461890e1e28ecb.pdf | https://www.unikeyic.com/products/environmental-measuring-instruments-and-accessories/407732-kit/16518308.html
407760 | Extech Instruments | 1: 322.7579 | Extech 407760 Sound Level Meter | [7 empty] | Sound |  | Battery, Cable, Cap, Software, Tripod, Windscreen |  |  | Not Applicable |  | Box |  | 7785835 |  | - | [6 empty] | 3 | https://www.unikeyic.com/media/datasheet/c5/d1/d451/c5d1d451c68e4b40c2d916577e7ded2a.pdf | https://www.unikeyic.com/products/environmental-measuring-instruments-and-accessories/407760/18939846.html
407780A | Extech Instruments | 1: 2026.7591 | Extech 407780A Sound Level Meter | [7 empty] | Sound |  | Battery, Cable, Case, Screwdriver, Software, Windscreen |  |  | Not Applicable |  | Box |  |  |  | - | [6 empty] | 1 | https://www.unikeyic.com/media/datasheet/fa/8b/611e/fa8b611e65bd4dbd67bf608dbd9d7958.pdf | https://www.unikeyic.com/products/environmental-measuring-instruments-and-accessories/407780a/21053730.html
407860 | Extech Instruments | 1: 1540.134 | Heavy Duty Vibration Meter Measures Acceleration, Velocity | [8 empty] | Condition Based Monitoring |  |  |  | Not Applicable |  | Box |  |  |  | - |  |  |  | Vibration Tester |  | 0.871 lb (395.08 g) | 3 | https://www.unikeyic.com/media/datasheet/fe/79/98d4/fe/5f58933864a1c9b11920461864e094f3.pdf | https://www.unikeyic.com/products/environmental-measuring-instruments-and-accessories/407860/21863192.html
407910 | Extech Instruments | 1: 344.5977 | Extech 407910 Manometer | [7 empty] | Pressure (Air) |  | Battery, Case, Holster, Quick Disconnect-fittings, Stand |  |  | Not Applicable |  | Box |  |  |  | - | [6 empty] | 4 | https://www.unikeyic.com/media/datasheet/32/2c/afbe/32/0b7f4ec661b7fccdc5f003dcd94953a7.pdf | https://www.unikeyic.com/products/environmental-measuring-instruments-and-accessories/407910/22846186.html
4106866 | FLUKE | 1: 682.8045 3: 679.476 5: 677.775 | Laser Distance Meters | [25 empty] | 1 | https://www.unikeyic.com/media/about_us/Unikey_ISO_9001_Certification.pdf | https://www.unikeyic.com/products/environmental-measuring-instruments-and-accessories/4106866/20897193.html
4124358 | FLUKE | 1: 2356.0845 3: 2350.194 5: 2344.3245 | Precision Pressure Test Gauges | [25 empty] | 1 | https://www.unikeyic.com/media/about_us/Unikey_ISO_9001_Certification.pdf | https://www.unikeyic.com/products/environmental-measuring-instruments-and-accessories/4124358/21677281.html
42068 | Wiha Tools | 1: 16.6216 | Wiha 42068 Folding Ruler | [25 empty] | 20 | https://www.unikeyic.com/media/about_us/Unikey_ISO_9001_Certification.pdf | https://www.unikeyic.com/products/environmental-measuring-instruments-and-accessories/42068/21417774.html
42510A | Extech Instruments | 1: 128.52 | THERMO HANDHELD GUN -58-1200F |  |  |  | 9V |  | LCD | Alarm, Auto Off, Backlight, Hold, Laser Sight, Min/Max |  |  | Battery, Case | Infrared |  | Not Applicable |  | Box | - |  |  | - |  | C°/F° | -58 ~ 1200°F (-50 ~ 650°C) |  |  |  | 2 | https://www.unikeyic.com/media/datasheet/4c/3f/a6eb/4c3fa6eb52e770c7f7c8d1458c2fa7bb.pdf | https://www.unikeyic.com/products/environmental-measuring-instruments-and-accessories/42510a/13978389.html
42545 | Extech Instruments | 1: 468.5408 | Extech Infrared Thermometer 42545 Series -50°C to +1000°C ±2°C Data Logging |  |  |  | 9V |  | LCD | Alarm, Auto Off, Backlight, Hold, Laser Sight, Min/Max/Dif/Ave |  |  | Battery, Case | Infrared |  | Not Applicable |  | Box | - |  |  | - |  | C°/F° | -58°F ~ 1832°F (-50°C ~ 1000°C) |  |  |  | 3 | https://www.unikeyic.com/media/datasheet/23/5b/762b/23/cffa0363fd4f8e475bc80ee87a138015.pdf | https://www.unikeyic.com/products/environmental-measuring-instruments-and-accessories/42545/21440036.html
42570 | Extech Instruments | 1: 651.8261 | Extech Infrared thermometer, 42570series, measuring range-50°CTO+2200°C, 1 °Caccuracy, With data storage |  |  |  | 9V |  | LCD | Alarm, Auto Off, Backlight, Hold, Laser Sight, Min/Max/Dif/Ave |  |  | Battery, Case, Software, Tripod, USB Cable | Infrared; Thermocouple |  | Not Applicable |  | Box | K |  |  | - |  | C°/F° | - |  |  |  | 6 | https://www.unikeyic.com/media/pdf/HTMLDatasheet/extech-instruments/f7/66/b564/42570/2025/11/42570-manual.pdf | https://www.unikeyic.com/products/environmental-measuring-instruments-and-accessories/42570/17995977.html
4315637 | RS | 1: 22.9542 5: 21.5773 | RS PRO Fahrenheit/Celsius Dial magnetic Dry thermometer, Suitable for ferrous surfaces、heat sink |  | Industrial | [23 empty] | 63 | https://www.unikeyic.com/media/about_us/Unikey_ISO_9001_Certification.pdf | https://www.unikeyic.com/products/environmental-measuring-instruments-and-accessories/4315637/24683179.html
4335298 | FLUKE | 1: 4705.9217 | Thermal Imaging Camera 9Hz 200x150pix -20°C to +650°C | [25 empty] | 1 | https://www.unikeyic.com/media/about_us/Unikey_ISO_9001_Certification.pdf | https://www.unikeyic.com/products/environmental-measuring-instruments-and-accessories/4335298/20568887.html
4338164 | FLUKE | 1: 661.794 3: 643.6185 5: 635.1765 | 4338164 - Fluke FLUKE-CV301 3 In (75Mm) Ir Window Security Key Door Latch | [25 empty] | 2 | https://www.unikeyic.com/media/about_us/Unikey_ISO_9001_Certification.pdf | https://www.unikeyic.com/products/environmental-measuring-instruments-and-accessories/4338164/14811584.html
4338173 | FLUKE | 1: 924.756 3: 897.645 5: 885.0345 | The 4338173 is a CV Series ClirVu® infrared window designed for safe thermal inspections of electrical equipment. | [25 empty] | 1 | https://www.unikeyic.com/media/about_us/Unikey_ISO_9001_Certification.pdf | https://www.unikeyic.com/products/environmental-measuring-instruments-and-accessories/4338173/23541108.html
4353577 | FLUKE | 1: 1640.5305 3: 1636.425 5: 1632.3405 | PRESSURE GAUGE, 300 PSIA | [13 empty] | -10℃(min) | [11 empty] | 2 | https://www.unikeyic.com/media/about_us/Unikey_ISO_9001_Certification.pdf | https://www.unikeyic.com/products/environmental-measuring-instruments-and-accessories/4353577/21129734.html
4359389 | FLUKE | 1: 598.458 3: 583.2645 5: 581.805 | Stake Set for Environmental Tester | [25 empty] | 1 | https://www.unikeyic.com/media/about_us/Unikey_ISO_9001_Certification.pdf | https://www.unikeyic.com/products/environmental-measuring-instruments-and-accessories/4359389/16563567.html
445580 | Extech Instruments | 1: 123.3568 | HUMIDITY/TEMPERATURE PEN, 10 TO 90% RH; | [7 empty] | Humidity, Temperature |  | Battery |  |  | Not Applicable |  | Box |  | 7322784 |  | - | [6 empty] | 2 | https://www.unikeyic.com/media/datasheet/3b/e5/73e3/30/cca6f03ea31d9946a4918e0a51d848f5.pdf | https://www.unikeyic.com/products/environmental-measuring-instruments-and-accessories/445580/23214919.html
445702 | Extech Instruments | 1: 52.9092 | HYGRO-THERMOMETER CLOCK | [7 empty] | Humidity, Temperature |  | Battery |  |  | Not Applicable |  | Box |  |  |  | - | [6 empty] | 85 | https://www.unikeyic.com/media/datasheet/8c/09/e7ab/8c09e7abb5bf5ef4e8e798690749026e.pdf | https://www.unikeyic.com/products/environmental-measuring-instruments-and-accessories/445702/21178795.html
445703 | Extech Instruments | 1: 104.112 | BIG DIGIT HYGRO THERMOMETER, RH/TEMP; Humidity Range:10% to 99% Relative Humidity; Accuracy %:5%; Resolution (°C):1°C; External Height:109mm; External Width:99mm; External Depth:20mm; Product Range:-; SVHC:No SVHC (20-Ju | [7 empty] | Humidity, Temperature |  | Battery |  |  | Not Applicable |  | Box |  | 7322780 |  | - | [6 empty] | 37 | https://www.unikeyic.com/media/datasheet/b2/8d/d4af/b2/f8e8200f203c70dd61bfe963ee42b8a8.pdf | https://www.unikeyic.com/products/environmental-measuring-instruments-and-accessories/445703/22362445.html
445713 | Extech Instruments | 1: 59.7638 | Extech 445713 Thermohygrometer | [7 empty] | Humidity, Temperature |  | Battery, Cable, Mounting bracket, Sensor, Stand |  |  | Not Applicable |  | Box |  | 7785858 |  | - | [6 empty] | 20 | https://www.unikeyic.com/media/datasheet/5b/a2/fe59/5b/304c13c964d7b12afd07d9f18c7611e7.pdf | https://www.unikeyic.com/products/environmental-measuring-instruments-and-accessories/445713/22608411.html
445715 | Extech Instruments | 1: 75.6309 | () Humidity、Temperature include 、、 | [7 empty] | Humidity, Temperature |  | Battery, Manual, Sensor |  |  | Not Applicable |  | Box |  | 7322785 |  | - | [6 empty] | 11 | https://www.unikeyic.com/media/datasheet/64/c0/0747/64/f50624e8ee4bf8b4bcc775005e766fbd.pdf | https://www.unikeyic.com/products/environmental-measuring-instruments-and-accessories/445715/14289035.html
445814 | Extech Instruments | 1: 124.1408 | HUMIDITY ALERT, BIG DIGIT ((NW)); | [7 empty] | Humidity, Temperature |  | Battery, Bracket, Stand |  |  | Not Applicable |  | Box |  | 7785861 |  | - | [6 empty] | 15 | https://www.unikeyic.com/media/datasheet/44/5c/d158/44/8d4cf2b5ae3d6ebcd92e65ed5b8514e5.pdf | https://www.unikeyic.com/products/environmental-measuring-instruments-and-accessories/445814/23232640.html
445815 | Extech Instruments | 1: 88.3548 | HUMIDITY THERMOMETER, -10 TO 60DEG C; | [7 empty] | Humidity, Temperature |  | Battery, Manual, Sensor |  |  | Not Applicable |  | Box |  | 7322783 |  | - | [6 empty] | 44 | https://www.unikeyic.com/media/datasheet/9c/d6/c253/9c/1f9c84d81fa4595cd4858aa37cbd6cd9.pdf | https://www.unikeyic.com/products/environmental-measuring-instruments-and-accessories/445815/15774099.html
45118 | Extech Instruments | 1: 253.1648 | ANEMOMETER, 0.5 TO 28M/S; | [7 empty] | Air Flow, Temperature |  | Battery, Lanyard |  |  | Not Applicable |  | Box |  | 7789712 |  | - | [6 empty] | 2 | https://www.unikeyic.com/media/datasheet/94/4f/c355/94/61ade5a30d94cf86c6a96d1a3743aa50.pdf | https://www.unikeyic.com/products/environmental-measuring-instruments-and-accessories/45118/17042507.html
45158 | Extech Instruments | 1: 347.875 | ANEMOMETER, 0.5 TO 28M/S; | [7 empty] | Air Flow, Humidity, Temperature |  | Battery, Lanyard |  |  | Not Applicable |  | Box |  |  |  | - | [6 empty] | 1 | https://www.unikeyic.com/media/datasheet/94/4f/c355/94/61ade5a30d94cf86c6a96d1a3743aa50.pdf | https://www.unikeyic.com/products/environmental-measuring-instruments-and-accessories/45158/15185026.html
45170 | Extech Instruments | 1: 316.6573 | Extech 45170 Anemometer | [7 empty] | Air Flow, Air Velocity, Humidity, Light, Temperature |  | Battery, Sensor, Strap, Probe, Vane Wheel |  |  | Not Applicable |  | Box |  | 7789745 |  | - | [6 empty] | 7 | https://www.unikeyic.com/media/datasheet/a8/a4/7f4e/a8/df4924ad42526257466f196cce60052a.pdf | https://www.unikeyic.com/products/environmental-measuring-instruments-and-accessories/45170/17118424.html
4550041 | FLUKE | 1: 2279.3085 3: 2205.861 5: 2171.694 | The 4550041 is a rugged, portable LED stroboscope designed for non-contact stop motion diagnostics and rotational speed measurement. | [25 empty] | 1 | https://www.unikeyic.com/media/about_us/Unikey_ISO_9001_Certification.pdf | https://www.unikeyic.com/products/environmental-measuring-instruments-and-accessories/4550041/17020053.html
466-250 | BAHCO | 1: 42.2492 | Bahco Bubble Level, ±0.5 mm/m Accuracy |  |  |  |  | 466-250 BAHCO | [6 empty] | 250mm(Length) | [13 empty] | 23 | https://www.unikeyic.com/media/datasheet/10/f5/1a8f/10/e7163232f1763a258807ed7601e66c83.pdf | https://www.unikeyic.com/products/environmental-measuring-instruments-and-accessories/466-250/22973468.html
475055 | Extech Instruments | 1: 960.7371 | Extech 475055 Force Gauge | [8 empty] | - |  |  |  | Not Applicable |  | Box |  | 7786353 |  | - |  |  |  | Dynamometer |  | 0.993 lb (450.42 g) | 2 | https://www.unikeyic.com/media/datasheet/b7/53/9ba5/b7/6735b4277c3ea143ff7159ef7ff953a7.pdf | https://www.unikeyic.com/products/environmental-measuring-instruments-and-accessories/475055/20524911.html
480826 | Extech Instruments | 1: 374.646 | Extech 480826 EMF Meter | [7 empty] | Electromagnetic Fields (EMF) |  | Battery, Cable, Case, Sensor |  |  | Not Applicable |  | Box |  | 7786357 |  | - | [6 empty] | 4 | https://www.unikeyic.com/media/datasheet/00/ef/3ca7/00/120a5b35aa4f90e809dc505b77506b03.pdf | https://www.unikeyic.com/products/environmental-measuring-instruments-and-accessories/480826/17840346.html
480836 | Extech Instruments | 1: 376.92 | RF/EMF STRENGTH METER | [7 empty] | Electromagnetic Fields (EMF) |  | Battery, Case |  |  | Not Applicable |  | Box |  | 7786358 |  | - | [6 empty] | 1 | https://www.unikeyic.com/media/datasheet/eb/a5/93e9/eb/3a3757bbb3dcdff6b4747623b474be52.pdf | https://www.unikeyic.com/products/environmental-measuring-instruments-and-accessories/480836/16541694.html
6430 | KEITHLEY | 1: 43859.8044 | SOURCE METER, 200V, 100MA, 2.2W; Product Range:-; Source Meter Function:Current/Resistance/Voltage Measure, Current/Voltage Source; Output Power:2.2W; Source Voltage Range:± 200mV to ± 200V; Source Current Range:± 1pA to |  |  |  |  | 6430 KEITHLEY | [20 empty] | 1 | https://www.unikeyic.com/media/datasheet/6d/ce/deab/6d/58ae0486b2df5b522b579468ab8186b5.pdf | https://www.unikeyic.com/products/environmental-measuring-instruments-and-accessories/6430/22571678.html
7-502 | BERNSTEIN | 1: 6.3527 | Bernstein 7-502 Folding Ruler | [11 empty] | 200cm(Length)*33mm(width) | [13 empty] | 51 | https://www.unikeyic.com/media/about_us/Unikey_ISO_9001_Certification.pdf | https://www.unikeyic.com/products/environmental-measuring-instruments-and-accessories/7-502/20305966.html
7-506 | BERNSTEIN | 1: 4.6433 | Rollbandmaß 2 m | [11 empty] | 55mm(Length) | [13 empty] | 30 | https://www.unikeyic.com/media/about_us/Unikey_ISO_9001_Certification.pdf | https://www.unikeyic.com/products/environmental-measuring-instruments-and-accessories/7-506/21896031.html
7-511 | BERNSTEIN | 1: 63.6289 | Bernstein 7-511 Caliper | [25 empty] | 58 | https://www.unikeyic.com/media/about_us/Unikey_ISO_9001_Certification.pdf | https://www.unikeyic.com/products/environmental-measuring-instruments-and-accessories/7-511/18508782.html
7-515 | BERNSTEIN | 1: 16.0348 | Fuhlerlehre 21 Blatt (0,05-2,0mm) | [25 empty] | 174 | https://www.unikeyic.com/media/about_us/Unikey_ISO_9001_Certification.pdf | https://www.unikeyic.com/products/environmental-measuring-instruments-and-accessories/7-515/20850157.html
71201-0101 | FLIR | 1: 1686.0237 | FLIR 71201-0101 | [11 empty] | 54mm*25mm*95mm | [13 empty] | 27 | https://www.unikeyic.com/media/about_us/Unikey_ISO_9001_Certification.pdf | https://www.unikeyic.com/products/environmental-measuring-instruments-and-accessories/71201-0101/998900840.html
732A | B&K Precision | 1: 339.12 | ／ include | [7 empty] | Sound |  | - |  |  | Not Applicable |  | Box |  | 2712196 |  | - | [6 empty] | 17 | https://www.unikeyic.com/media/datasheet/60/3a/b09d/603ab09d8e3248566e9968c2be9eface.pdf | https://www.unikeyic.com/products/environmental-measuring-instruments-and-accessories/732a/14989689.html
78512-1101 | FLIR | 1: 9718.9632 | FLIR E76 W/ 24 LENS, 320X240, -2 | [25 empty] | 1 | https://www.unikeyic.com/media/about_us/Unikey_ISO_9001_Certification.pdf | https://www.unikeyic.com/products/environmental-measuring-instruments-and-accessories/78512-1101/998894744.html
78512-1301 | FLIR | 1: 15226.9308 | FLIR E86 W/ 24 LENS, 464X348, -2 | [25 empty] | 1 | https://www.unikeyic.com/media/about_us/Unikey_ISO_9001_Certification.pdf | https://www.unikeyic.com/products/environmental-measuring-instruments-and-accessories/78512-1301/998901128.html
78515-1101 | FLIR | 1: 14609.5765 | FLIR FLIR E76 24 + 42 | [25 empty] | 1 | https://www.unikeyic.com/media/about_us/Unikey_ISO_9001_Certification.pdf | https://www.unikeyic.com/products/environmental-measuring-instruments-and-accessories/78515-1101/998884978.html
8010-CTB | KEITHLEY | 1: 1214.9938 | [26 empty] | 1 | https://www.unikeyic.com/media/about_us/Unikey_ISO_9001_Certification.pdf | https://www.unikeyic.com/products/environmental-measuring-instruments-and-accessories/8010-ctb/19644713.html
8010-DTB | KEITHLEY | 1: 2330.3984 | [26 empty] | 1 | https://www.unikeyic.com/media/about_us/Unikey_ISO_9001_Certification.pdf | https://www.unikeyic.com/products/environmental-measuring-instruments-and-accessories/8010-dtb/14338900.html
8010-DTB-220 | KEITHLEY | 1: 2250.7258 | [26 empty] | 1 | https://www.unikeyic.com/media/about_us/Unikey_ISO_9001_Certification.pdf | https://www.unikeyic.com/products/environmental-measuring-instruments-and-accessories/8010-dtb-220/15391589.html
80AK-A | FLUKE | 1: 71.056 | Fluke Multimeter Adapter 80AK-A Series, Temp Probe | Adapter, Thermocouple |  | 80AK | [5 empty] | Thermocouple Mini-Connectors, Type-K |  |  |  | 1 (Unlimited) |  | Bulk |  |  |  | - | Adapts Type-K Thermocouple Mini-Connectors to Dual Shrouded Banana Plug Inputs | [5 empty] | 5 | https://www.unikeyic.com/media/datasheet/b1/4a/e96e/b14ae96e064e365d5d19145419481ef4.pdf | https://www.unikeyic.com/products/environmental-measuring-instruments-and-accessories/80ak-a/15884235.html
80T-150UA | FLUKE | 1: 456.8292 | Fluke General Purpose Temperature Probe | [12 empty] | 1 (Unlimited) |  | Bulk |  |  |  | - | [6 empty] | 5 | https://www.unikeyic.com/media/datasheet/99/d1/67da/e2/9973439a4bb22aed8e7e4c4a41f9bcc7.pdf | https://www.unikeyic.com/products/environmental-measuring-instruments-and-accessories/80t-150ua/21451072.html
8706-NIST | REED Instruments | 1: 442.5319 | DIGITAL PSYCHROMETER W/CAL CERT | [25 empty] | 310 | https://www.unikeyic.com/media/about_us/Unikey_ISO_9001_Certification.pdf | https://www.unikeyic.com/products/environmental-measuring-instruments-and-accessories/8706-nist/19795723.html
8906 | REED Instruments | 1: 194.5082 | 、、Temperature include 、 | [25 empty] | 1 | https://www.unikeyic.com/media/about_us/Unikey_ISO_9001_Certification.pdf | https://www.unikeyic.com/products/environmental-measuring-instruments-and-accessories/8906/20650599.html
90203-0101 | FLIR | 1: 18454.6073 | FLIR FLIR E96 42 | [25 empty] | 1 | https://www.unikeyic.com/media/about_us/Unikey_ISO_9001_Certification.pdf | https://www.unikeyic.com/products/environmental-measuring-instruments-and-accessories/90203-0101/998877090.html
90204-0101 | FLIR | 1: 22822.3645 | FLIR FLIR E96 24 + 14 | [25 empty] | 1 | https://www.unikeyic.com/media/about_us/Unikey_ISO_9001_Certification.pdf | https://www.unikeyic.com/products/environmental-measuring-instruments-and-accessories/90204-0101/998893693.html
AFBR-S20M2NI | BROADCOM | 1: 3000.564 | Broadcom, Assessment module, Optics, used forNIR Measurement 730 → 1080 nm, Qmini chip |  |  | AFBR-S20 |  |  |  |  | Light |  | Software |  |  | Not Applicable |  | Bulk |  | 9598998 |  | Qmini | [6 empty] | 1 | https://www.unikeyic.com/media/datasheet/f8/4d/c235/f8/5b42ec7213b3c4ae88c6f27199e25396.pdf | https://www.unikeyic.com/products/environmental-measuring-instruments-and-accessories/afbr-s20m2ni/17463467.html
AFBR-S20M2VI | BROADCOM | 1: 2253.4308 5: 2150.1785 | Broadcom, Assessment module, Optics, used forVIS Measurement 370 → 750 nm, Qminichip |  |  | AFBR-S20 |  |  |  |  | Light |  | - |  |  | Not Applicable |  | Bulk |  |  |  | Qmini | [6 empty] | 4 | https://www.unikeyic.com/media/datasheet/f8/4d/c235/f8/5b42ec7213b3c4ae88c6f27199e25396.pdf | https://www.unikeyic.com/products/environmental-measuring-instruments-and-accessories/afbr-s20m2vi/20395274.html
AFBR-S20M2WU | BROADCOM | 1: 3000.564 | Broadcom, Assessment module, Optics, For WidthUV Measurement 225 → 1000nm, Qminichip |  |  | AFBR-S20 |  |  |  |  | Light |  | Software |  |  | Not Applicable |  | Bulk |  |  |  | Qmini | [6 empty] | 3 | https://www.unikeyic.com/media/datasheet/86/67/81f5/866781f5b9ba76f05fc058b6af4a4596.pdf | https://www.unikeyic.com/products/environmental-measuring-instruments-and-accessories/afbr-s20m2wu/22401375.html
AFBR-S20M2WV | BROADCOM | 1: 2940.5484 5: 2940.5484 | Broadcom Evaluation Module, Optical, WideVIS Measurement 225→1000nm, Qmini Chip |  |  | AFBR-S20 |  |  |  |  | Light |  | Software |  |  | Not Applicable |  | Bulk |  |  |  | Qmini | [6 empty] | 2 | https://www.unikeyic.com/media/datasheet/86/67/81f5/866781f5b9ba76f05fc058b6af4a4596.pdf | https://www.unikeyic.com/products/environmental-measuring-instruments-and-accessories/afbr-s20m2wv/20869984.html
AFBR-S20W2NI | BROADCOM | 1: 4044.7011 | SPECTROMETER QWAVE NIR 0.2NM |  |  | AFBR-S20 |  |  |  |  | Light |  | Software |  |  | Not Applicable |  | Bulk |  | 11613066 |  | Qwave 2 | [6 empty] | 1 | https://www.unikeyic.com/media/pdf/HTMLDatasheet/broadcom/49/c4/dc5f/afbr-s20w2ni/2025/11/afbr-s20w2xx.pdf | https://www.unikeyic.com/products/environmental-measuring-instruments-and-accessories/afbr-s20w2ni/4116711.html
AFBR-S20W2UV | BROADCOM | 1: 5098.0104 | COMPACT SPECTROMETER, CCD, 390NM, 75MM; |  |  | AFBR-S20 |  |  |  |  | Light |  | Software |  |  | Not Applicable |  | Bulk |  | 11613065 |  | Qwave 2 | [6 empty] | 2 | https://www.unikeyic.com/media/pdf/HTMLDatasheet/broadcom/49/c4/dc5f/afbr-s20w2ni/2025/11/afbr-s20w2xx.pdf | https://www.unikeyic.com/products/environmental-measuring-instruments-and-accessories/afbr-s20w2uv/26908769.html
AN100 | Extech Instruments | 1: 206.4836 | Extech AN100 Anemometer | [7 empty] | Air Flow, Temperature |  | Battery, Cable, Case, Holster |  |  | Not Applicable |  | Box |  |  |  | - | [6 empty] | 40 | https://www.unikeyic.com/media/datasheet/fa/38/7fcf/fa/c9afcea7870fff14c3bdd83b4f257740.pdf | https://www.unikeyic.com/products/environmental-measuring-instruments-and-accessories/an100/22814334.html
AN300 | Extech Instruments | 1: 476.828 | LARGE VANE THERMO-ANEMOMETER, 30M/S; Air Velocity Range:0.2m/s to 30m/s; Beaufort Force:-; Operating Temperature Min:0°C; Operating Temperature Max:50°C; Relative Humidity Range:-; External Height:269mm; External Width:1 | [7 empty] | Air Flow, Temperature |  | Battery, Case |  |  | Not Applicable |  | Box |  |  |  | AN300 | [6 empty] | 1 | https://www.unikeyic.com/media/datasheet/d7/a6/4db0/d7/b718e2ae0216433ce70b39bf30c4f987.pdf | https://www.unikeyic.com/products/environmental-measuring-instruments-and-accessories/an300/15000345.html
AN300-C | Extech Instruments | 1: 296.4677 | Air Flow Cone for Thermo-Anemometer | Adapter Kit |  | AN300 | [9 empty] | Not Applicable |  | Box |  |  |  | - | - | [5 empty] | 1 | https://www.unikeyic.com/media/datasheet/66/2b/29fd/662b29fdbc6882e297a03dd840593c13.pdf | https://www.unikeyic.com/products/environmental-measuring-instruments-and-accessories/an300-c/16139527.html
AN310 | Extech Instruments | 1: 472.2248 | Extech AN310 Anemometer | [7 empty] | Air Flow |  | Battery, Case |  |  | Not Applicable |  | Box |  | 7785889 |  | AN300 | [6 empty] | 5 | https://www.unikeyic.com/media/datasheet/d7/a6/4db0/d7/b718e2ae0216433ce70b39bf30c4f987.pdf | https://www.unikeyic.com/products/environmental-measuring-instruments-and-accessories/an310/14405449.html
AN340 | Extech Instruments | 1: 576.3235 | Extech AN340 Anemometer | [7 empty] | Air Flow, Air Velocity, Humidity, Temperature |  | Batteries |  |  | Not Applicable |  | Box |  |  |  | - | [6 empty] | 1 | https://www.unikeyic.com/media/datasheet/f0/fc/8f52/f0/505e56e72a8a69b51742747b0d8acbcb.pdf | https://www.unikeyic.com/products/environmental-measuring-instruments-and-accessories/an340/23599965.html
ATMOS | INSTRUMENTS | 1: 374.2576 | Instruments Direct ATMOS Series Vane Anemometer, 42m/s |  | Commercial Grade |  |  | ATMOS INSTRUMENTS | [6 empty] | 65mm(width)*155mm(height) |  | 0℃~55℃ | [11 empty] | 1 | https://www.unikeyic.com/media/datasheet/02/16/b92f/02/27a80d4cebc0fc15b78236fc0b6e2d05.pdf | https://www.unikeyic.com/products/environmental-measuring-instruments-and-accessories/atmos/17756314.html
ATVS-2020-16 | Advanced Thermal Solutions | 1: 14956.0696 | 、Temperature include |  |  | ATVS-2020 |  |  |  |  | Air Velocity, Temperature |  | - |  |  | Not Applicable |  | Bulk |  |  |  | ATVS-2020™ | [6 empty] | 1 | https://www.unikeyic.com/media/datasheet/14/cc/84c6/14cc84c6997f8e7d063103bcbfc7860a.pdf | https://www.unikeyic.com/products/environmental-measuring-instruments-and-accessories/atvs-2020-16/33346589.html
CG206 | Extech Instruments | 1: 302.9047 | Extech CG206 Thickness Gauge | [8 empty] | - |  |  |  | Not Applicable |  | Box |  |  |  | - |  |  |  | Thickness Tester/Gauge |  | 0.243 lb (110.22 g) | 16 | https://www.unikeyic.com/media/datasheet/0f/9a/a37b/0f/89e93af239e4be3643ee301924ac53c7.pdf | https://www.unikeyic.com/products/environmental-measuring-instruments-and-accessories/cg206/16046141.html
CL200 | Extech Instruments | 1: 258.2639 | EXSTIK CHLORINE METER | [7 empty] | Chlorine |  | Battery, Strap, Cap |  |  | Not Applicable |  | Box |  |  |  | - | [6 empty] | 8 | https://www.unikeyic.com/media/datasheet/6f/ce/6325/6f/65b120e68268890851ec143c64f10b30.pdf | https://www.unikeyic.com/products/environmental-measuring-instruments-and-accessories/cl200/20817115.html
CO10 | Extech Instruments | 1: 357.6194 | Extech CO10 Gas Monitor | [7 empty] | Carbon Monoxide |  | Battery, Case, Holster |  |  | Not Applicable |  | Box |  |  |  | - | [6 empty] | 3 | https://www.unikeyic.com/media/datasheet/20/4a/6b6f/20/339821cd9e1f194a118306ae6c03eb73.pdf | https://www.unikeyic.com/products/environmental-measuring-instruments-and-accessories/co10/20999394.html
CO100 | Extech Instruments | 1: 472.208 | AIR QUALITY CO2 MONITOR, 0PPM TO 9999PPM; Operating Temperature Min:-5°C; Operating Temperature Max:50°C; Relative Humidity Range:0.1% to 90%; Air Velocity Range:-; CO2 Range:0ppm to 9999ppm; Product Range:-; SVHC:No SVH | [7 empty] | Indoor Air Quality (IAQ) |  | Adapter |  |  | Not Applicable |  | Box |  |  |  | - | [6 empty] | 3 | https://www.unikeyic.com/media/datasheet/54/93/9416/54/e8013f002ce2d26281201d642329d8cd.pdf | https://www.unikeyic.com/products/environmental-measuring-instruments-and-accessories/co100/15472381.html
CO220 | Extech Instruments | 1: 477.081 | Air Quality CO2 Monitor | [7 empty] | Indoor Air Quality (IAQ) |  | Adapter |  |  | Not Applicable |  | Box |  |  |  | - | [6 empty] | 2 | https://www.unikeyic.com/media/datasheet/98/ea/06c4/98/3d2f5d316a29c8cb9cbbacaee60c1369.pdf | https://www.unikeyic.com/products/environmental-measuring-instruments-and-accessories/co220/16540243.html
CO240 | Extech Instruments | 1: 456.863 | AIR QUALITY CO2 MONITOR, HH, 0-9999PPM; Operating Temperature Min:-10°C; Operating Temperature Max:50°C; Relative Humidity Range:10% to 90%; Air Velocity Range:-; CO2 Range:0ppm to 9999ppm; Product Range:-; SVHC:No SVHC | [7 empty] | Indoor Air Quality (IAQ) |  | Adapter, Battery, Cable, Case, Software |  |  | Not Applicable |  | Box |  | 7786393 |  | - | [6 empty] | 1 | https://www.unikeyic.com/media/datasheet/3b/e5/73e3/e6/8d4d9c83eb316240d66edfe3c1e26588.pdf | https://www.unikeyic.com/products/environmental-measuring-instruments-and-accessories/co240/20696370.html
CO250 | Extech Instruments | 1: 800.668 | AIR QUALITY CO2 MONITOR, HH, 0-5000PPM; Operating Temperature Min:-10°C; Operating Temperature Max:60°C; Relative Humidity Range:0% to 99.9%; Air Velocity Range:-; CO2 Range:0ppm to 5000ppm; Product Range:-; SVHC:No SVHC | [7 empty] | Indoor Air Quality (IAQ) |  | Battery, Cable, Case, Software |  |  | Not Applicable |  | Box |  | 7786394 |  | - | [6 empty] | 3 | https://www.unikeyic.com/media/datasheet/06/b9/5fd7/06/9b42615c6f1d6340a4450920ae86b351.pdf | https://www.unikeyic.com/products/environmental-measuring-instruments-and-accessories/co250/17587287.html
CO260 | Extech Instruments | 1: 1093.312 | CO/CO2 Meter/Datalogger, Handheld, USB Interface | [7 empty] | Indoor Air Quality (IAQ) |  | - |  |  | Not Applicable |  | Box |  |  |  | - | [6 empty] | 1 | https://www.unikeyic.com/media/about_us/Unikey_ISO_9001_Certification.pdf | https://www.unikeyic.com/products/environmental-measuring-instruments-and-accessories/co260/15870084.html
CZ-0913 | INSTRUMENTS | 1: 11.0024 | Instruments Direct pH Test Strips, 50 Pcs, Max 13pH |  |  |  |  | CZ-0913 INSTRUMENTS | [20 empty] | 900 | https://www.unikeyic.com/media/datasheet/c8/c1/25f7/c8/a979f2f9af735a819d2271d788032639.pdf | https://www.unikeyic.com/products/environmental-measuring-instruments-and-accessories/cz-0913/17317966.html
CZ-3060 | INSTRUMENTS | 1: 11.0024 | Instruments Direct Test Strip, 50Piece Pack, For AnalysispHValue, Maximum measurement6pH |  |  |  |  | CZ-3060 INSTRUMENTS | [20 empty] | 2850 | https://www.unikeyic.com/media/datasheet/c8/c1/25f7/c8/a979f2f9af735a819d2271d788032639.pdf | https://www.unikeyic.com/products/environmental-measuring-instruments-and-accessories/cz-3060/20034798.html
CZHT100 | INSTRUMENTS | 1: 24.1319 | Instruments Direct Test Strip, 50Piece Pack, Maximum measurement500ppm | [25 empty] | 12200 | https://www.unikeyic.com/media/about_us/Unikey_ISO_9001_Certification.pdf | https://www.unikeyic.com/products/environmental-measuring-instruments-and-accessories/czht100/19384530.html
DFR0300-H | DFROBOT | 1: 76.6973 50: 73.7474 100: 70.7975 | DS18B20 Temperature and Humidity Sensor Development Kit |  |  | DFR0300 |  |  |  |  | Conductivity |  | Buffer Solution (4), Cap, Conductivity Probe, Conversion Board, Gasket (2), Nylon pillar (4), Screw (8), Sensor Cable |  |  | 1 (Unlimited) |  | Bulk |  | 9805792 |  | - | [6 empty] | 200 | https://www.unikeyic.com/media/datasheet/52/53/3718/52/80074c8d9e3432f4c122707add59a40e.pdf | https://www.unikeyic.com/products/environmental-measuring-instruments-and-accessories/dfr0300-h/15208347.html
DO210 | Extech Instruments | 1: 435.2268 | Extech DO210 pH Meter | [7 empty] | Dissolved Oxygen |  | Battery, Cable, Case, Electrolyte, Membranes, Probe |  |  | Not Applicable |  | Box |  | 7786395 |  | - | [6 empty] | 4 | https://www.unikeyic.com/media/datasheet/62/e8/41eb/62e841eb8a2caa5979ebe9147ba1548d.pdf | https://www.unikeyic.com/products/environmental-measuring-instruments-and-accessories/do210/19424008.html
DO700 | Extech Instruments | 1: 1574.1972 | DISSOLVED OXYGEN METER, 10 TO 0.199S; | [7 empty] | Acidity, PH |  | Battery, Calibration Solution, Case, Conductivity Cell, Membrane Caps, Probe, Solution, Temperature Electrode |  |  | Not Applicable |  | Box |  |  |  | - | [6 empty] | 1 | https://www.unikeyic.com/media/datasheet/90/58/003b/90/a4677df2c8d30e56c87f64d9349f1458.pdf | https://www.unikeyic.com/products/environmental-measuring-instruments-and-accessories/do700/14895484.html
DT100M | Extech Instruments | 1: 194.1968 | LASER DISTANCE METER, 0.05M TO 100M; Tape Measure Type:Laser; Blade Width:-; Case Colour:-; Product Range:Extech Instruments - DT Series; SVHC:No SVHC (15-Jan-2018); Measuring Range Max:100m |  |  |  |  | DT100M Extech Instruments | [6 empty] | 116mm*32mm*56mm | [5 empty] | bulk | [7 empty] | 3 | https://www.unikeyic.com/media/datasheet/9b/68/2ae2/9b/80409318357d2883708c85fdbce06b48.pdf | https://www.unikeyic.com/products/environmental-measuring-instruments-and-accessories/dt100m/16693311.html
DT40M | Extech Instruments | 1: 87.516 10: 85.9248 100: 85.9248 | Laser Distance Meter Instrument |  |  | DT40 | [5 empty] | Field Testing |  |  |  | Not Applicable |  | Box |  |  |  | DT |  |  |  | Distance Meter, Laser |  |  | 8 | https://www.unikeyic.com/media/datasheet/f6/05/79c6/f6/0b5719174aac8345b272a76f9f5c4ee1.pdf | https://www.unikeyic.com/products/environmental-measuring-instruments-and-accessories/dt40m/15207057.html
DT60M | Extech Instruments | 1: 127.1088 | LASER DISTANCE METER, 0.05M TO 60M; Tape Measure Type:Laser; Blade Width:-; Case Colour:-; Product Range:Extech Instruments - DT Series; SVHC:No SVHC (15-Jan-2018); Measuring Range Max:60m |  |  | DT60 | [5 empty] | Field Testing |  |  |  | Not Applicable |  | Box |  | 8571119 |  | DT |  |  |  | Distance Meter, Laser |  |  | 1 | https://www.unikeyic.com/media/datasheet/f6/05/79c6/f6/0b5719174aac8345b272a76f9f5c4ee1.pdf | https://www.unikeyic.com/products/environmental-measuring-instruments-and-accessories/dt60m/15293210.html
E2-02A Extension Cable | ROTRONIC | 1: 260.3754 | Rotronic Instruments Cable, For HC2 Probe | [25 empty] | 16 | https://www.unikeyic.com/media/about_us/Unikey_ISO_9001_Certification.pdf | https://www.unikeyic.com/products/environmental-measuring-instruments-and-accessories/e2-02a-extension-cable/15261418.html
EA10 | Extech Instruments | 1: 155.2158 | Extech EA10 Thermometer |  |  |  | AAA (6) |  | LCD | Alarm, Auto Off, Backlight, Hold, Min/Max, Record |  |  | Battery, Holder | Probe |  | Not Applicable |  | Box | K |  |  | - |  | C°/F°/K° | -328°F ~ 2480°F (-200°C ~ 1360°C) |  |  |  | 5 | https://www.unikeyic.com/media/datasheet/3b/e5/73e3/1b/b389e9d0804aeec4e3d872f4f0a44121.pdf | https://www.unikeyic.com/products/environmental-measuring-instruments-and-accessories/ea10/17293062.html
EA11A | Extech Instruments | 1: 212.9456 | THERMOMETER, TYPE K, -50 TO 1300DEG C; Temperature Measuring Range:-50°C to +1300°C; External Height:150mm; External Width:72mm; External Depth:35mm; Product Range:-; SVHC:No SVHC (15-Jan-2018) |  |  | EA11 | AAA (6) |  | LCD, Dual | Alarm, Auto Off, Backlight, Hold, Min/Max/Ave, Record |  |  | Battery, Holder | Probe |  | Not Applicable |  | Box | K | 7786405 |  | - |  | C°/F° | -58°F ~ 2372°F (-50°C ~ 1300°C) |  |  |  | 2 | https://www.unikeyic.com/media/datasheet/3b/e5/73e3/41/e7e2b55f030d37100b13957b775b781b.pdf | https://www.unikeyic.com/products/environmental-measuring-instruments-and-accessories/ea11a/18702985.html
EA11A-NIST | Extech Instruments | 1: 307.5314 | Single Input Thermometer Handheld |  |  | EA11 | AAA (6) |  | LCD, Dual | Alarm, Auto Off, Backlight, Hold, Min/Max/Ave, Record |  |  | Battery, Holder | Probe |  | Not Applicable |  | Box | K | 7786406 |  | - |  | C°/F° | -58°F ~ 2372°F (-50°C ~ 1300°C) |  |  |  | 1 | https://www.unikeyic.com/media/datasheet/3b/e5/73e3/41/e7e2b55f030d37100b13957b775b781b.pdf | https://www.unikeyic.com/products/environmental-measuring-instruments-and-accessories/ea11a-nist/16545395.html
EA15 | Extech Instruments | 1: 334.1091 | Extech EA15 Data Logger |  |  |  | AAA (6) |  | LCD | Auto Off, Backlight, Data Logging, Hold, Min/Max, Timer, T1/T2/T1-T2 |  |  | Battery, Cable, Case | Probe |  | Not Applicable |  | Box | J, K, T, E, R, S, N | 7322801 |  | EasyView™ |  | C°/F°/K° |  |  |  |  | 3 | https://www.unikeyic.com/media/datasheet/3b/e5/73e3/1b/b389e9d0804aeec4e3d872f4f0a44121.pdf | https://www.unikeyic.com/products/environmental-measuring-instruments-and-accessories/ea15/21115229.html
EA33 | Extech Instruments | 1: 344.5977 | Extech EA33 Light Meter | [7 empty] | Light |  | Battery, Cable, Case, Cap, Sensor, Stand |  |  | Not Applicable |  | Box |  | 7786416 |  | - | [6 empty] | 2 | https://www.unikeyic.com/media/datasheet/2c/f0/27ff/2c/d6c54a24bb59e9c155e04ca1d41cad97.pdf | https://www.unikeyic.com/products/environmental-measuring-instruments-and-accessories/ea33/14839801.html
EA50-SCS Calibration Standards | ROTRONIC | 1: 178.4002 | Rotronic Instruments Sealed, For SCS Humidity Standards & Calibration Equipment |  |  |  |  | EA50-SCS Calibration Standards ROTRONIC | [20 empty] | 170 | https://www.unikeyic.com/media/datasheet/a6/f1/880e/a6/06160db7a006961ac7c5f11d57044329.pdf | https://www.unikeyic.com/products/environmental-measuring-instruments-and-accessories/ea50-scs-calibration-standards/14978120.html
EATVS-8 | Advanced Thermal Solutions | 1: 6173.2584 | Automatic Temperature And Velocity Scanner | [7 empty] | Air Velocity, Temperature |  | - |  |  | Not Applicable |  | Bulk |  |  |  | eATVS-8™ | [6 empty] | 1 | https://www.unikeyic.com/media/datasheet/35/18/aff6/3518aff6f34f09d597734b0ececabeb7.pdf | https://www.unikeyic.com/products/environmental-measuring-instruments-and-accessories/eatvs-8/18534265.html
EC150 | Extech Instruments | 1: 97.612 | Extech EC150 Conductivity Meter | [7 empty] | Conductivity |  | Battery, Meter, Cap |  |  | Not Applicable |  | Box |  | 7785955 |  | - | [6 empty] | 13 | https://www.unikeyic.com/media/datasheet/08/b7/6a63/08/8c4248fd6c50b8ca4f1785c7de006f30.pdf | https://www.unikeyic.com/products/environmental-measuring-instruments-and-accessories/ec150/15990673.html
EC210 | Extech Instruments | 1+: 319.4911 | Extech EC210 Conductivity Meter | [7 empty] | Conductivity, TDS |  | Battery, Meter, Sensor, Cap |  |  | Not Applicable |  | Box |  | 7786419 |  | - | [6 empty] | 7 | https://www.unikeyic.com/media/datasheet/7c/ae/ff5b/7c/17446bd34db00fcc8bde2982a8d03483.pdf | https://www.unikeyic.com/products/environmental-measuring-instruments-and-accessories/ec210/18990028.html
EC400 | Extech Instruments | 1: 144.72 | 、TDS include 、、、、、 | [7 empty] | Conductivity, TDS and Salinity |  | Battery, Conductivity Cell, Meter, Strap, Sample Cup, Cap |  |  | Not Applicable |  | Box |  |  |  | - | [6 empty] | 33 | https://www.unikeyic.com/media/datasheet/f4/ec/a836/f4/03de564e954916d1efbb33c2c06d647a.pdf | https://www.unikeyic.com/products/environmental-measuring-instruments-and-accessories/ec400/21163433.html
EC405 | Extech Instruments | 1: 87.8122 | CONDUCTIVITY CELL, TDS/SALINITY METER; Accessory Type:Spare Conductivity Cell; For Use With:Extech EC400 ExStik II Conductivity/TDS/Salinity Meter; Product Range:-; SVHC:No SVHC (07-Jul-2017) | Replacement Conductivity Cell Module | [7 empty] | EC400 |  |  |  | Not Applicable |  | Box |  |  |  | - | - | [5 empty] | 1 | https://www.unikeyic.com/media/datasheet/d7/77/a2af/d7/caebdd97bbbbabdffb71c97fcbb80a3b.pdf | https://www.unikeyic.com/products/environmental-measuring-instruments-and-accessories/ec405/23419226.html
EC500 | Extech Instruments | 1: 199.1453 | Extech EC500 Conductivity Meter | [7 empty] | Acidity, PH |  | Battery, Cap, Strap, Sample Cup |  |  | Not Applicable |  | Box |  | 7786423 |  | ExStik® II | [6 empty] | 9 | https://www.unikeyic.com/media/datasheet/00/1d/d001/00/dab0314e52ec8a4b898503bf5b8db6c8.pdf | https://www.unikeyic.com/products/environmental-measuring-instruments-and-accessories/ec500/17550549.html
EC510 | Extech Instruments | 1: 284.8666 | Extech EC510 pH Meter | [7 empty] | Acidity, PH |  | Base, Bottles, Buffer Solution, Case |  |  | Not Applicable |  | Box |  | 7786425 |  | ExStik® II | [6 empty] | 8 | https://www.unikeyic.com/media/datasheet/67/fb/fba9/67/29094844889369fea917376105d62fd3.pdf | https://www.unikeyic.com/products/environmental-measuring-instruments-and-accessories/ec510/14580104.html
EC600 | Extech Instruments | 1: 855.393 | CONDUCTIVITY METER, WATERPROOF, 1.5%; | [7 empty] | Acidity, PH |  | Battery, Calibration Solution, Case, Conductivity Cell, Temperature Electrode |  |  | Not Applicable |  | Box |  |  |  | - | [6 empty] | 2 | https://www.unikeyic.com/media/datasheet/44/6e/3925/44/1f2cec841018137b571b98a107909fe1.pdf | https://www.unikeyic.com/products/environmental-measuring-instruments-and-accessories/ec600/14542174.html
EL-21CFR-2-LCD | Lascar Electronics | 1: 183.3732 | Lascar Temp Recorder EL-21CFR-2-LCD, Humidity/Temp/Dew Point, 1 Ch |  |  | EL-21CFR |  |  |  |  | Humidity, Temperature |  | Battery, Software |  |  | 1 (Unlimited) |  | Box |  | 10259044 |  | EasyLog | [6 empty] | 3 | https://www.unikeyic.com/media/datasheet/19/21/dc7d/19/ae1a3dffbdc53d5eb623d831da5c19b6.pdf | https://www.unikeyic.com/products/environmental-measuring-instruments-and-accessories/el-21cfr-2-lcd/23421697.html
EL-21CFR-TC | Lascar Electronics | 1: 179.6618 | Lascar Temp Recorder, EL-21CFR-TC, 1-Ch, for Temp Measurement |  |  | EL-21CFR | 1/2AA |  | - | Data Logging |  |  | Battery, Mounting Clip | Thermocouple |  | 1 (Unlimited) |  | Box | J, K, T | 10259046 |  | EasyLog |  | C°/F° | -328 ~ 2462°F (-200 ~ 1350°C) |  |  |  | 18 | https://www.unikeyic.com/media/datasheet/2b/98/96aa/2b/62fcc4538837b33472037f28bdd6de54.pdf | https://www.unikeyic.com/products/environmental-measuring-instruments-and-accessories/el-21cfr-tc/15591309.html
EL-21CFR-TP-LCD | Lascar Electronics | 1: 203.6988 | Lascar Temp Recorder EL-21CFR-TP-LCD for Temp Measurement 1 Input Ch |  |  | EL-21CFR | 1/2AA |  | LCD | Data Logging, Flashlight, LED Indicator |  |  | Battery, Mounting Bracket, Probe | - |  | 1 (Unlimited) |  | Box | - |  |  | EasyLog |  | C°/F° | -40 ~ 257°F (-40 ~ 125°C) |  |  |  | 1 | https://www.unikeyic.com/media/datasheet/73/2f/6658/73/965f91149620b6481eaa00b7475d1b7e.pdf | https://www.unikeyic.com/products/environmental-measuring-instruments-and-accessories/el-21cfr-tp-lcd/17001125.html
EL-GFX-1 | Lascar Electronics | 1: 203.8125 | Lascar Logger, EL-GFX-1model, for temperature measurement, 1Input channel |  |  |  | 1/2AA (2) |  | LCD | Data Logging, Flashlight, LED Indicator |  |  | Battery, Mounting Bracket, USB Cable | - |  | 1 (Unlimited) |  | Box | - |  |  | EasyLog |  | C°/F° | -22 ~ 176°F (-30 ~ 80°C) |  |  |  | 1 | https://www.unikeyic.com/media/datasheet/19/21/dc7d/19/ae1a3dffbdc53d5eb623d831da5c19b6.pdf | https://www.unikeyic.com/products/environmental-measuring-instruments-and-accessories/el-gfx-1/17106593.html
EL-GFX-2+ | Lascar Electronics | 1: 341.7492 | Lascar Temp Logger EL-GFX-2+ for Humidity/Temp Measurement, 1-Ch |  |  | EL-GFX-2 |  |  |  |  | Humidity, Temperature |  | Battery, Bracket, Cable |  |  | 1 (Unlimited) |  | Box |  |  |  | EasyLog | [6 empty] | 13 | https://www.unikeyic.com/media/datasheet/19/21/dc7d/19/ae1a3dffbdc53d5eb623d831da5c19b6.pdf | https://www.unikeyic.com/products/environmental-measuring-instruments-and-accessories/el-gfx-2/14005940.html
EL-GFX-DTP | Lascar Electronics | 1: 285.4656 | Lascar Temperature Data Logger, Model EL-GFX-DTP, for Temp Measurement, 2 Input Channels |  |  | EL-GFX-D | 1/2AA (2) |  | LCD, Dual | Data Logging, Flashlight, LED Indicator |  |  | Battery, Mounting Bracket, USB Cable, Probe | Probe |  | 1 (Unlimited) |  | Box | - |  |  | EasyLog |  | C°/F° | -40 ~ 257°F (-40 ~ 125°C) |  |  |  | 1 | https://www.unikeyic.com/media/datasheet/16/00/8b05/16/8e094cd28a7bbcfb4db0af5223e35e5c.pdf | https://www.unikeyic.com/products/environmental-measuring-instruments-and-accessories/el-gfx-dtp/18690617.html
EL-GFX-DTP+ | Lascar Electronics | 1: 366.498 | Lascar Temp Logger, EL-GFX-DTP+, Temp Measurement, 2-Channel Input |  |  | EL-GFX-D | 1/2AA (2) |  | LCD, Dual | Data Logging, Flashlight, LED Indicator |  |  | Battery, Mounting Bracket, USB Cable, Probe | Probe |  | 1 (Unlimited) |  | Box | - | 10259058 |  | EasyLog |  | C°/F° | -40 ~ 257°F (-40 ~ 125°C) |  |  |  | 1 | https://www.unikeyic.com/media/datasheet/a9/0a/2ab6/a9/130596c77302671200d6768d3bc61d91.pdf | https://www.unikeyic.com/products/environmental-measuring-instruments-and-accessories/el-gfx-dtp/20739326.html
EL-IOT-1 | Lascar Electronics | 1: 158.5472 | Lascar Logger, EL-IOT-1model, for temperature measurement, 1Input channel | [7 empty] | Temperature (Contact) |  | Battery, Bracket |  |  | 1 (Unlimited) |  | Box |  |  |  | EasyLog | [6 empty] | 1 | https://www.unikeyic.com/media/about_us/Unikey_ISO_9001_Certification.pdf | https://www.unikeyic.com/products/environmental-measuring-instruments-and-accessories/el-iot-1/19746069.html
EL-SGD 43-ATP | Lascar Electronics | 1: 386.9208 | Lascar Temp Logger, EL-SGD 43-ATP, 4-Ch Temp Measurement |  |  | EL-SGD43 | - |  | LCD, Quad | Data Logging |  |  | Mounting Kit, USB Cable, Probe | Probe |  | 1 (Unlimited) |  | Box | - |  |  | EasyLog |  | C°/F° | -40 ~ 257°F (-40 ~ 125°C) |  |  |  | 1 | https://www.unikeyic.com/media/datasheet/36/86/679c/36/6ae7f5c789b32f7784911d58a044ff58.pdf | https://www.unikeyic.com/products/environmental-measuring-instruments-and-accessories/el-sgd-43-atp/20356179.html
EL-SGD70-ATP | Lascar Electronics | 1: 594.9253 | Lascar Temp Logger, EL-SGD 70-ATP Model, for Temp Measurement, 4 Input Channels |  |  | EL-SGD70 | - |  | LCD, Quad | Data Logging |  |  | Mounting Kit, USB Cable, Probe | Probe |  | 1 (Unlimited) |  | Box | - | 10259078 |  | EasyLog |  | C°/F° | -40 ~ 257°F (-40 ~ 125°C) |  |  |  | 1 | https://www.unikeyic.com/media/datasheet/af/b2/ec1e/afb2ec1ec9ec88b13e98cc8e5699f437.pdf | https://www.unikeyic.com/products/environmental-measuring-instruments-and-accessories/el-sgd70-atp/23501436.html
EL-SIE-1 | Lascar Electronics | 1: 135.6656 | Lascar Logger, el-sie-1.model, for temperature measurement, 1Input channel |  |  |  | AAA (2) |  | LCD | Alarm, Data Logging, Flashlight, LED Indicator |  |  | Battery, Bracket, Cable | - |  | 1 (Unlimited) |  | Box | - |  |  | EasyLog |  | C°/F°/K° | -18° ~ 55°C |  |  |  | 1 | https://www.unikeyic.com/media/about_us/Unikey_ISO_9001_Certification.pdf | https://www.unikeyic.com/products/environmental-measuring-instruments-and-accessories/el-sie-1/15171982.html
EL-SIE-1+ | Lascar Electronics | 1: 142.8118 | Lascar Logger, el-sie-1+model, for temperature measurement, 1Input channel |  |  | EL-SIE-1 | AAA (2) |  | LCD | Alarm, Data Logging, Flashlight, LED Indicator |  |  | Battery, Bracket, Cable | - |  | 1 (Unlimited) |  | Box | - | 11205634 |  | EasyLog |  | C°/F°/K° | -18° ~ 55°C |  |  |  | 1 | https://www.unikeyic.com/media/about_us/Unikey_ISO_9001_Certification.pdf | https://www.unikeyic.com/products/environmental-measuring-instruments-and-accessories/el-sie-1/15950635.html
EL-SIE-2 | Lascar Electronics | 1: 113.245 5: 113.245 10: 111.186 20: 111.186 | Lascar Temp Recorder, el-sie-2 Model, Humidity & Temp Measurement, 1 Input Ch | [7 empty] | Humidity, Temperature |  | Battery, Bracket, Cable |  |  | 1 (Unlimited) |  | Box |  | 11205639 |  | EasyLog | [6 empty] | 7 | https://www.unikeyic.com/media/pdf/HTMLDatasheet/lascar-electronics/ca/82/6d35/el-sie-2/2025/11/el-sie-2.pdf | https://www.unikeyic.com/products/environmental-measuring-instruments-and-accessories/el-sie-2/23257561.html
EL-SIE-2+ | Lascar Electronics | 1: 220.627 5: 216.6156 10: 216.6156 20: 216.6156 | Lascar Temp Recorder, el-sie-2+ Model, Humidity & Temp Measurement, 1 Channel |  |  | EL-SIE-2 |  |  |  |  | Humidity, Temperature |  | Battery, Bracket, Cable |  |  | 1 (Unlimited) |  | Box |  |  |  | EasyLog | [6 empty] | 62 | https://www.unikeyic.com/media/about_us/Unikey_ISO_9001_Certification.pdf | https://www.unikeyic.com/products/environmental-measuring-instruments-and-accessories/el-sie-2/18284352.html
EL-USB-1 | Lascar Electronics | 1: 96.998 5: 96.998 10: 95.2344 20: 95.2344 | Lascar Temp Logger EL-USB-1 for Temp Measurement 1 Channel |  |  |  | 1/2AA |  | - | Data Logging, Flashlight, LED Indicator |  |  | Battery, Software | - |  | 1 (Unlimited) |  | Box | - |  |  | EasyLog |  | C°/F° | -31 ~ 176°F (-35 ~ 80°C) |  |  |  | 37 | https://www.unikeyic.com/media/datasheet/22/57/c15b/22/1c7af9aa77456520d32390fe01c050e2.pdf | https://www.unikeyic.com/products/environmental-measuring-instruments-and-accessories/el-usb-1/16561538.html
EL-USB-1-PRO | Lascar Electronics | 1: 129.7968 | Lascar Temp Logger, EL-USB-1-PRO, Temp Measurement, 1 Channel |  |  | EL-USB-1 | 2/3AA |  | - | Alarm, Data Logging |  |  | Battery, Sensor | - |  | 1 (Unlimited) |  | Box | - | 10259080 |  | EasyLog |  | C°/F° | -40 ~ 257°F (-40 ~ 125°C) |  |  |  | 43 | https://www.unikeyic.com/media/datasheet/ec/78/4eb7/ec/c927e4d13431445cf4c260fcf1aea0eb.pdf | https://www.unikeyic.com/products/environmental-measuring-instruments-and-accessories/el-usb-1-pro/22194406.html
EL-USB-2 | Lascar Electronics | 1: 160.765 5: 160.765 | Lascar Temp Logger, EL-USB-2, Humidity, Temp, Dew Point, 1-Ch | [7 empty] | Humidity, Temperature |  | Battery, Bracket |  |  | 1 (Unlimited) |  | Box |  |  |  | EasyLog | [6 empty] | 244 | https://www.unikeyic.com/media/datasheet/2d/e2/ac09/f3/645cfd5a9a9ba50109c5371547522d63.pdf | https://www.unikeyic.com/products/environmental-measuring-instruments-and-accessories/el-usb-2/17227802.html
EL-USB-2-LCD | Lascar Electronics | 1: 202.07 5: 202.07 | Lascar Temp Logger, EL-USB-2-LCD, Humidity, Temp, Dew Point Meas, 1 Ch |  |  | EL-USB-2 |  |  |  |  | Humidity, Moisture, Temperature |  | Battery, Bracket |  |  | 1 (Unlimited) |  | Box |  | 10259209 |  | EasyLog | [6 empty] | 76 | https://www.unikeyic.com/media/datasheet/e5/21/c9fe/e5/3dbc87a7795bb2ded214bd4eaec7ed0a.pdf | https://www.unikeyic.com/products/environmental-measuring-instruments-and-accessories/el-usb-2-lcd/19505266.html
EL-USB-2-LCD+ | Lascar Electronics | 1: 210.1456 | Lascar Temp Recorder, EL-USB-2-LCD+, Humidity, Temp, Dew Point Measurement, 1 Channel |  |  | EL-USB-2 |  |  |  |  | Humidity, Temperature |  | Battery, Bracket, Software |  |  | 1 (Unlimited) |  | Box |  | 10259083 |  | EasyLog | [6 empty] | 69 | https://www.unikeyic.com/media/datasheet/19/21/dc7d/19/ae1a3dffbdc53d5eb623d831da5c19b6.pdf | https://www.unikeyic.com/products/environmental-measuring-instruments-and-accessories/el-usb-2-lcd/18065317.html
EL-USB-CO300 | Lascar Electronics | 1: 191.8177 | Lascar Logger, EL-USB-CO300model, for carbon monoxide measurement, 1Input channel |  |  | EL-USB-C |  |  |  |  | Carbon Monoxide |  | Battery |  |  | 1 (Unlimited) |  | Box |  |  |  | EasyLog | [6 empty] | 1 | https://www.unikeyic.com/media/datasheet/79/c5/d48c/79/20b01643ac69776ddd148b44f763f61d.pdf | https://www.unikeyic.com/products/environmental-measuring-instruments-and-accessories/el-usb-co300/22847448.html
EL-USB-LITE | Lascar Electronics | 1: 52.8125 | Lascar Temp Recorder, EL-USB-LITE Model, Temp Measurement, 1 Channel |  |  | EL-USB-L | Coin |  | - | Alarm, Data Logging, Flashlight, LED Indicator |  |  | Battery, Software | - |  | 1 (Unlimited) |  | Box | - |  |  | EasyLog |  | C°/F° | 14 ~ 122°F (-10 ~ 50°C) |  |  |  | 8 | https://www.unikeyic.com/media/datasheet/2d/e2/ac09/31/e06f309935f44a55fbd0f341b6692810.pdf | https://www.unikeyic.com/products/environmental-measuring-instruments-and-accessories/el-usb-lite/19468780.html
EL-USB-TC | Lascar Electronics | 1: 113.8144 | Lascar EL-USB-TC Temp Recorder, J/K/T Thermocouple Sensor, 1 Channel |  |  | EL-USB-T | AA (2) |  | - | Data Logging, LED Indicator |  |  | USB Cable | Thermocouple |  | 1 (Unlimited) |  | Box | J, K, T | 10249947 |  | EasyLog |  | C°/F° | 14°F ~ 104°F (-10°C ~ 40°C) |  |  |  | 34 | https://www.unikeyic.com/media/datasheet/2d/e2/ac09/b1/83e9fdccdf273990d59d6fe9e568e9e7.pdf | https://www.unikeyic.com/products/environmental-measuring-instruments-and-accessories/el-usb-tc/21304167.html
EL-USB-TC-LCD | Lascar Electronics | 1: 161.315 5: 161.315 | Lascar Temp Logger, EL-USB-TC-LCD Model, Temp Measurement, 1 Ch |  |  | EL-USB-T | 1/2AA |  | LCD | Alarm, Data Logging, Flashlight, LED Indicator |  |  | Battery, Mounting Bracket, Probe | Thermocouple |  | 1 (Unlimited) |  | Box | J, K, T |  |  | EasyLog |  | C°/F° | -328 ~ 2462°F (-200 ~ 1350°C) |  |  |  | 76 | https://www.unikeyic.com/media/datasheet/ec/78/4eb7/ec/c927e4d13431445cf4c260fcf1aea0eb.pdf | https://www.unikeyic.com/products/environmental-measuring-instruments-and-accessories/el-usb-tc-lcd/14010571.html
EL-USB-TP-LCD+ | Lascar Electronics | 1: 184.7669 | Lascar Logger, EL-USB-TP-LCD+model, for temperature measurement, 1Input channel |  |  | EL-USB-T | 1/2AA |  | LCD | Alarm, Data Logging, Flashlight, LED Indicator |  |  | Battery, Mounting Bracket, Probe | Probe |  | 1 (Unlimited) |  | Box | - | 10259089 |  | EasyLog |  | C°/F° | -40 ~ 257°F (-40 ~ 125°C) |  |  |  | 1 | https://www.unikeyic.com/media/datasheet/07/94/3d52/07/3f0e700544d75a16338296a5edce933a.pdf | https://www.unikeyic.com/products/environmental-measuring-instruments-and-accessories/el-usb-tp-lcd/19526488.html
EL-USB-VAC | Lascar Electronics | 1: 305.9396 | Lascar Logger, EL-USB-TP-LCDmodel, for temperature measurement, 1Input channel |  |  | EL-USB-V | 1/2AA |  | LCD | Alarm, Data Logging, Flashlight, LED Indicator |  |  | Battery, Mounting Bracket, Probe | Probe |  | 1 (Unlimited) |  | Box | - |  |  | EasyLog |  | C°/F° | -40 ~ 257°F (-40 ~ 125°C) |  |  |  | 1 | https://www.unikeyic.com/media/pdf/HTMLDatasheet/lascar-electronics/46/07/9178/el-usb-tc/2025/11/el-usb-tp-lcd.pdf | https://www.unikeyic.com/products/environmental-measuring-instruments-and-accessories/el-usb-vac/19750061.html
EL-WIFI-21CFR-TC | Lascar Electronics | 1: 352.2204 | THERMO HANDHELD -328-2462F WIFI |  |  | EL-WIFI | - |  | LCD | Data Logging |  |  | Battery, Mounting Bracket, Probe | Thermocouple |  | 1 (Unlimited) |  | Box | J, K, T | 10259096 |  | EasyLog |  | C°/F° | -328 ~ 2462°F (-200 ~ 1350°C) |  |  |  | 3 | https://www.unikeyic.com/media/pdf/HTMLDatasheet/lascar-electronics/a6/cc/c7df/el-wifi-21cfr-tc/2025/11/el-wifi-21cfr-vac.pdf | https://www.unikeyic.com/products/environmental-measuring-instruments-and-accessories/el-wifi-21cfr-tc/22106005.html
EL-WIFI-21CFR-TH | Lascar Electronics | 1: 338.063 | Lascar Temp Logger EL-WIFI-21CFR-TH Humidity Temp Dew Point 1-Channel |  | Industrial | [9 empty] | 82mm*70mm*36mm |  | -20℃~60℃ |  |  |  | boxed | [7 empty] | 1 | https://www.unikeyic.com/media/about_us/Unikey_ISO_9001_Certification.pdf | https://www.unikeyic.com/products/environmental-measuring-instruments-and-accessories/el-wifi-21cfr-th/18551892.html
EL-WIFI-21CFR-TH+ | Lascar Electronics | 1: 315.4754 | Lascar Temp Logger EL-WIFI-21CFR-TH+ Humidity Temp Dew Point 1 Ch |  |  | EL-WIFI |  |  |  |  | Humidity, Temperature |  | Bracket, Cable |  |  | 1 (Unlimited) |  | Box |  |  |  | EasyLog | [6 empty] | 9 | https://www.unikeyic.com/media/datasheet/a5/db/d769/a5/388368ed1b6890ef6bacd54ce635cc31.pdf | https://www.unikeyic.com/products/environmental-measuring-instruments-and-accessories/el-wifi-21cfr-th/18398027.html
EL-WIFI-21CFR-TP | Lascar Electronics | 1: 297.3672 | Portable Type -40 ~ 257°F (-40 ~ 125°C) LCD C°/F° 、、LED |  |  | EL-WIFI | - |  | LCD | Alarm, Data Logging, Led Indicator |  |  | Battery, Mounting Bracket, Probe, Sensor | Probe |  | 1 (Unlimited) |  | Box | - |  |  | EasyLog |  | C°/F° | -40 ~ 257°F (-40 ~ 125°C) |  |  |  | 1 | https://www.unikeyic.com/media/datasheet/b6/d5/2925/b6/e8a30114da0b283daa847b6eb539d82e.pdf | https://www.unikeyic.com/products/environmental-measuring-instruments-and-accessories/el-wifi-21cfr-tp/22935654.html
EL-WIFI-DTC | Lascar Electronics | 1: 458.9206 | Lascar Temp Logger, EL-WiFi-DTC, 2-Channel, Temp Measurement |  |  | EL-WIFI | - |  | LCD, Dual | Alarm, Data Logging, Led Indicator |  |  | Battery, Mounting Bracket, Probe, Sensor | Thermocouple |  | 1 (Unlimited) |  | Box | J, K, N, T |  |  | EasyLog |  | C°/F° | -454 ~ 2372°F (-270 ~ 1300°C) |  |  |  | 1 | https://www.unikeyic.com/media/pdf/HTMLDatasheet/lascar-electronics/6e/9d/1823/el-wifi-dtc/2025/11/el-wifi-dtc.pdf | https://www.unikeyic.com/products/environmental-measuring-instruments-and-accessories/el-wifi-dtc/23254958.html
EL-WIFI-DTP+ | Lascar Electronics | 1: 458.9206 | Lascar Temp Logger, EL-WiFi-DTP+ Model, Temp Measurement, 2-Input Ch |  |  | EL-WIFI | - |  | LCD, Dual | Alarm, Data Logging, Led Indicator |  |  | Battery, Mounting Bracket, Probe, Sensor | Thermocouple |  | 1 (Unlimited) |  | Box | J, K, N, T |  |  | EasyLog |  | C°/F° | -40 ~ 257°F (-40 ~ 125°C) |  |  |  | 1 | https://www.unikeyic.com/media/datasheet/27/8f/1e49/278f1e49fbf7890173345fcb36ace434.pdf | https://www.unikeyic.com/products/environmental-measuring-instruments-and-accessories/el-wifi-dtp/15405202.html
EL-WIFI-DULT+ | Lascar Electronics | 1: 590.2632 | DATALOGGER TEMPERATURE WIFI | [17 empty] | boxed | [7 empty] | 1 | https://www.unikeyic.com/media/about_us/Unikey_ISO_9001_Certification.pdf | https://www.unikeyic.com/products/environmental-measuring-instruments-and-accessories/el-wifi-dult/18890344.html
EL-WIFI-T | Lascar Electronics | 1: 170.522 5: 167.4216 10: 167.4216 20: 167.4216 | Lascar Temp Recorder, Model EL-WiFi-T |  |  | EL-WIFI | - |  | LCD | Alarm, Data Logging, Led Indicator |  |  | Battery, Mounting Bracket, Sensor | - |  | 1 (Unlimited) |  | Box | - | 10259152 |  | EasyLog |  | C°/F° | -4 ~ 140°F (-20 ~ 60°C) |  |  |  | 7 | https://www.unikeyic.com/media/datasheet/e3/90/a28f/e390a28f34ca0978380c3c7bdc1955dd.pdf | https://www.unikeyic.com/products/environmental-measuring-instruments-and-accessories/el-wifi-t/22109916.html
EL-WIFI-TH | Lascar Electronics | 1: 339.8328 5: 339.8328 | Lascar Logger, EL-WiFi-THmodel, for temperature measurement, 1Input channel |  |  | EL-WIFI | - |  | LCD, Dual | Alarm, Data Logging, Led Indicator |  |  | Battery, Mounting Bracket, USB Cable | - |  | 1 (Unlimited) |  | Box | - | 10259155 |  | EasyLog |  | C°/F° | -4 ~ 140°F (-20 ~ 60°C) |  |  |  | 135 | https://www.unikeyic.com/media/datasheet/ff/a1/b4a8/ffa1b4a8854ccfcf807f7d4db14c2644.pdf | https://www.unikeyic.com/products/environmental-measuring-instruments-and-accessories/el-wifi-th/15025616.html
EL-WIFI-TH+ | Lascar Electronics | 1: 375.815 | Lascar Temp Recorder EL-WiFi-TH+ for Humidity, Temp, Dew Point, 1 Channel |  |  | EL-WIFI | - |  | LCD, Dual | Alarm, Data Logging, Led Indicator |  |  | Battery, Mounting Bracket, Sensor | - |  | 1 (Unlimited) |  | Box | - | 10259156 |  | EasyLog |  | C°/F° | -4 ~ 140°F (-20 ~ 60°C) |  |  |  | 37 | https://www.unikeyic.com/media/datasheet/8d/c1/33de/8d/5d398546a6d491113d9e2ffa46b2e63d.pdf | https://www.unikeyic.com/products/environmental-measuring-instruments-and-accessories/el-wifi-th/21390275.html
EL-WIFI-TP | Lascar Electronics | 1: 266.3248 | Lascar Temp Recorder, EL-WiFi-TP Model, for Temp Measurement, 1 Input Channel |  |  | EL-WIFI | - |  | LCD | Alarm, Data Logging, Led Indicator |  |  | Battery, Mounting Bracket, Probe, Sensor | Probe |  | 1 (Unlimited) |  | Box | - |  |  | EasyLog |  | C°/F° | -40 ~ 257°F (-40 ~ 125°C) |  |  |  | 33 | https://www.unikeyic.com/media/pdf/HTMLDatasheet/lascar-electronics/02/ad/4cb1/el-wifi-tp/2025/11/el-wifi-tp.pdf | https://www.unikeyic.com/products/environmental-measuring-instruments-and-accessories/el-wifi-tp/18164301.html
EL-WIFI-TP+ | Lascar Electronics | 1: 261.7552 | Lascar Temp Recorder EL-WIFi-TP+ Model, Temp Measurement, 1 Channel |  |  | EL-WIFI | - |  | LCD | Alarm, Data Logging, Led Indicator |  |  | Battery, Mounting Bracket, Probe, Sensor | Probe |  | 1 (Unlimited) |  | Box | - |  |  | EasyLog |  | C°/F° | -40 ~ 257°F (-40 ~ 125°C) |  |  |  | 5 | https://www.unikeyic.com/media/datasheet/de/25/c4c8/de/84598bdfcdbcf677e2bc3187d2caa51d.pdf | https://www.unikeyic.com/products/environmental-measuring-instruments-and-accessories/el-wifi-tp/15437222.html
EM201SPKIT | UEi Test | 1: 284.1156 | DUAL INPUT DIFFERENTIAL DIGITAL | [7 empty] | Pressure |  | Battery, Case, Manual, Pouch, Probe, Tubing |  |  | Not Applicable |  | Box |  | 14306629 |  | - | [6 empty] | 50 | https://www.unikeyic.com/media/datasheet/a8/83/e1d0/a883e1d0242bd7634c4792dfb930ba03.pdf | https://www.unikeyic.com/products/environmental-measuring-instruments-and-accessories/em201spkit/18830675.html
EMF450 | Extech Instruments | 1: 586.542 | Multi-Field EMF Meter | [7 empty] | Electromagnetic Fields (EMF), Extremely Low Frequency (ELF) |  | Battery |  |  | Not Applicable |  | Box |  |  |  | - | [6 empty] | 1 | https://www.unikeyic.com/media/pdf/HTMLDatasheet/extech-instruments/9b/0a/c4ae/emf450/2025/11/emf450-manual.pdf | https://www.unikeyic.com/products/environmental-measuring-instruments-and-accessories/emf450/20348888.html
EMF510 | Extech Instruments | 1: 256.8384 | EMF/ELF METER, GAUSS/TESLA, 0.2G-2G; Accuracy %:5%; Meter Display Type:LCD; No. of Digits / Alpha:-; Resolution - High Range Max:2G; Resolution - Low Range Max:0.2G; Readings:Gauss, Tesla; External Height:107mm; External | [7 empty] | Electromagnetic Fields (EMF), Extremely Low Frequency (ELF) |  | Battery, Strap |  |  | Not Applicable |  | Bulk |  |  |  | - | [6 empty] | 1 | https://www.unikeyic.com/media/datasheet/10/39/0fd1/10/cd0388a6bf3c920338545aaaf461ae11.pdf | https://www.unikeyic.com/products/environmental-measuring-instruments-and-accessories/emf510/17915665.html
EN300 | Extech Instruments | 1: 499.829 | ENVIRONMENTAL METER, 0.4M/S TO 30M/S; Air Velocity Range:0.4m/s to 30m/s; Beaufort Force:-; Operating Temperature Min:0°C; Operating Temperature Max:50°C; Relative Humidity Range:10% to 95%; External Height:248mm; Extern | [7 empty] | Air Velocity, Humidity, Light, Sound, Temperature |  | Battery, Case, Sensors, Thermocouple Probe, Vane Wheel, Windscreen |  |  | Not Applicable |  | Box |  | 7786432 |  | - | [6 empty] | 1 | https://www.unikeyic.com/media/datasheet/3b/e5/73e3/bb/47a335cf4af1c0351544ba3ffa12af55.pdf | https://www.unikeyic.com/products/environmental-measuring-instruments-and-accessories/en300/18862833.html
EN510 | Extech Instruments | 1: 339.724 | AIR VELOCITY METER, 0-95%, 0.4-20M/S; Air Velocity Range:0.4m/s to 20m/s; Beaufort Force:-; Operating Temperature Min:0°C; Operating Temperature Max:50°C; Relative Humidity Range:10% to 95%; External Height:153mm; Extern | [7 empty] | Air Flow, Humidity, Light, Temperature |  | Battery, Probe, Strap |  |  | Not Applicable |  | Bulk |  | 7784146 |  | - | [6 empty] | 1 | https://www.unikeyic.com/media/datasheet/ab/c3/f06b/ab/d351c7cba536a66d1dceb6613f6df91f.pdf | https://www.unikeyic.com/products/environmental-measuring-instruments-and-accessories/en510/15916695.html
ES-162P4-2 | FLUKE | 1: 598.458 3: 583.2645 5: 581.805 | Fluke Test & Measurement Accessory, 4-Pole Terminal Kit, For Fluke 1623-2 & 1625-2 | Stake Kit, 4-Pole | [7 empty] | Geo Earth Ground Testers: 1623, 1625 |  |  |  | 1 (Unlimited) |  | Bulk |  |  |  | - | Needed to Perform 3- and 4-Pole Fall of Potential Testing | [5 empty] | 1 | https://www.unikeyic.com/media/datasheet/10/35/bcb7/10/3bcd685bc2ff6686e408fb0acdcfb75c.pdf | https://www.unikeyic.com/products/environmental-measuring-instruments-and-accessories/es-162p4-2/15342822.html
ET10 | Klein Tools | 1: 52.825 | MAGNETIC THERMOMETER, -40 TO 300DEGC; Temperature Measuring Range:-40°C to +300°C; External Height:165mm; External Width:32mm; External Depth:24mm; Product Range:Specialty Testers; SVHC:No SVHC (15-Jan-2018) |  |  |  | Coin |  | LCD | Auto Off, Backlight, Hold, Min/Max/Ave |  |  | - | Probe |  | Not Applicable |  | Bulk | Penetration | 8020855 |  | - |  | C°/F° | -40° ~ 300°C |  |  |  | 1 | https://www.unikeyic.com/media/about_us/Unikey_ISO_9001_Certification.pdf | https://www.unikeyic.com/products/environmental-measuring-instruments-and-accessories/et10/16978344.html
ET110 | Klein Tools | 1: 382.1198 5: 382.1198 10: 382.1198 | CARBON MONOXIDE METER, 0-1000PPM/50DEG C; | [7 empty] | Carbon Monoxide |  | Battery, Case |  |  | Not Applicable |  | Bulk |  |  |  | - | [6 empty] | 1 | https://www.unikeyic.com/media/datasheet/f5/6a/bbf9/f56abbf9f3c29714059eb22814670898.pdf | https://www.unikeyic.com/products/environmental-measuring-instruments-and-accessories/et110/17328687.html
ET120 | Klein Tools | 1: 388.5361 | GAS LEAK DETECTOR, MULTI GAS, 0-50DEG C; | [7 empty] | Combustible Gases |  | Battery, Case, Manual |  |  | Not Applicable |  | Bulk |  | 7596353 |  | - | [6 empty] | 3 | https://www.unikeyic.com/media/datasheet/2f/97/9e11/2f/242fe3c3ae369881def27886e127ed97.pdf | https://www.unikeyic.com/products/environmental-measuring-instruments-and-accessories/et120/21803894.html
ET140 | Klein Tools | 1: 138.6672 | MOISTURE METER, 10 TO 40 DEG C; | [7 empty] | Humidity, Moisture |  | Battery |  |  | Not Applicable |  | Bulk |  |  |  | - | [6 empty] | 1 | https://www.unikeyic.com/media/about_us/Unikey_ISO_9001_Certification.pdf | https://www.unikeyic.com/products/environmental-measuring-instruments-and-accessories/et140/14270882.html
ET160 | Klein Tools | 1: 540.309 | GAS LEAK DETECTOR, MULTI GAS, 1 SENSOR; | [7 empty] | Refrigerant |  | Batteries (4), Manual, Pouch |  |  | Not Applicable |  | Bulk |  | 14011025 |  | - | [6 empty] | 1 | https://www.unikeyic.com/media/pdf/HTMLDatasheet/klein-tools/dc/81/0524/et160/2025/11/et160.pdf | https://www.unikeyic.com/products/environmental-measuring-instruments-and-accessories/et160/20686708.html
ET180 | Klein Tools | 1: 314.4848 | DIGITAL DIFFERENTIAL MANOMETER, 60 H2O; | [7 empty] | Pressure (Air, Gas) |  | Batteries, Case, Manual |  |  | Not Applicable |  | Box |  | 14663209 |  | - | [6 empty] | 1 | https://www.unikeyic.com/media/about_us/Unikey_ISO_9001_Certification.pdf | https://www.unikeyic.com/products/environmental-measuring-instruments-and-accessories/et180/19886048.html
EX900 | Extech Instruments | 1: 449.933 | WATER QUALITY METER KIT, 0-14PH, 0.01PH; | [7 empty] | Acidity, PH |  | Battery, Buffer Solution, Caps, Case, Cups, Electrodes, Meter, Strap, Reagent Tablets |  |  | Not Applicable |  | Box |  | 7786018 |  | - | [6 empty] | 3 | https://www.unikeyic.com/media/datasheet/bd/42/1fe3/bd/b8bcb921884e495b26e5192cd2ac17a1.pdf | https://www.unikeyic.com/products/environmental-measuring-instruments-and-accessories/ex900/15576578.html
EZ40 | Extech Instruments | 1: 238.56 | COMBUSTIBLE GAS DETECTOR, MULTI, 10-90%; | [7 empty] | Combustible Gases |  | Battery |  |  | Not Applicable |  | Box |  |  |  | - | [6 empty] | 1 | https://www.unikeyic.com/media/datasheet/ea/3f/eed8/ea/69d60daf3dcac50d8142147864c4eddf.pdf | https://www.unikeyic.com/products/environmental-measuring-instruments-and-accessories/ez40/23103785.html
F150C10E3DRT | OMRON | 1: 3217.5 2: 3088.8 | Devicenet Controller | [25 empty] | 3 | https://www.unikeyic.com/media/about_us/Unikey_ISO_9001_Certification.pdf | https://www.unikeyic.com/products/environmental-measuring-instruments-and-accessories/f150c10e3drt/21316168.html
FC200B | Hanna Instruments | 1: 582.9128 | Hanna Instruments pH Electrode, BNC Interface, PVDF Probe |  |  |  |  | FC200B Hanna Instruments | [20 empty] | 1 | https://www.unikeyic.com/media/datasheet/8a/22/ec7e/8a/328d83f5085f78d835b90853e5dadb98.pdf | https://www.unikeyic.com/products/environmental-measuring-instruments-and-accessories/fc200b/19139000.html
FG100 | Extech Instruments | 1: 109.0111 | Extech FG100 Gas Detector | [7 empty] | Combustible Gases |  | Battery, Pocket Clip |  |  | Not Applicable |  | Box |  |  |  | - | [6 empty] | 5 | https://www.unikeyic.com/media/datasheet/f6/ef/b64e/f6/f48eb4b185b9b567bb20d322f31ec022.pdf | https://www.unikeyic.com/products/environmental-measuring-instruments-and-accessories/fg100/21942205.html
FLIR ONE PRO-IOS | FLIR | 1: 535.14 | THERMAL IMAGING PHONE ACCY IOS | [25 empty] | 13 | https://www.unikeyic.com/media/about_us/Unikey_ISO_9001_Certification.pdf | https://www.unikeyic.com/products/environmental-measuring-instruments-and-accessories/flir-one-pro-ios/998869935.html
FLIR-C5 | FLIR | 1: 727.0279 | Infrared Camera, 160x120 Resolution/9Hz/-20-400℃ | [25 empty] | 50 | https://www.unikeyic.com/media/about_us/Unikey_ISO_9001_Certification.pdf | https://www.unikeyic.com/products/environmental-measuring-instruments-and-accessories/flir-c5/998905768.html
FLK-075-CLKT | FLUKE | 1: 542.913 3: 541.5585 5: 540.204 | 075 CLKT IR Window for Outdoor and Indoor Applications |  |  |  |  | FLK-075-CLKT FLUKE | [20 empty] | 28 | https://www.unikeyic.com/media/datasheet/ec/b6/f0bf/ec/22b8f56a22885221739b6725bbf061f8.pdf | https://www.unikeyic.com/products/environmental-measuring-instruments-and-accessories/flk-075-clkt/16625062.html
FLK-100-CLKT | FLUKE | 1: 721.6719 | C-Range Infrared Window for Outdoor Applications |  |  |  |  | FLK-100-CLKT FLUKE | [6 empty] | 210mm*160mm*115mm |  | 1400℃(max) |  |  |  | bulk | [7 empty] | 33 | https://www.unikeyic.com/media/datasheet/a3/6d/2556/a3/1b234e6bcf6de02e37d29420bcdf16f9.pdf | https://www.unikeyic.com/products/environmental-measuring-instruments-and-accessories/flk-100-clkt/19997678.html
FLK-LENS/25MAC2 | FLUKE | 1: 8964.0432 | INFRARED MACRO LENS | Lens | [7 empty] | Fluke Thermal Imagers |  |  |  | 1 (Unlimited) |  | Box |  |  |  | Ti | - | [5 empty] | 1 | https://www.unikeyic.com/media/pdf/HTMLDatasheet/fluke/d4/16/3319/flk-lens-wide2/2025/11/flk-lens-instruction-sheet.pdf | https://www.unikeyic.com/products/environmental-measuring-instruments-and-accessories/flk-lens-25mac2/15634792.html
FLK-PTI120 9HZ 400C | FLUKE | 1: 1287.9365 | Fluke Thermal Imager, PTil20 Series, -20°C to +400°C, 120x90 Pixels, 320x240 Display Resolution, Fixed Focus | [7 empty] | Temperature |  | Adapter, Battery, Cable, Software |  |  | 1 (Unlimited) |  | Box |  | 15280804 |  | - | [6 empty] | 2 | https://www.unikeyic.com/media/datasheet/3f/60/f20f/3f/6db8fc5789dffd0be744d3e3df4be952.pdf | https://www.unikeyic.com/products/environmental-measuring-instruments-and-accessories/flk-pti120-9hz-400c/14554467.html
FLK-T3000FC | FLUKE | 1: 528.6971 | Fluke Digital Thermometer, Wireless, Type K Probe, ±0.5°C Accuracy, Max +1372°C, Industrial |  |  |  | AA (2) |  | LCD | Backlight, Memory |  |  | Battery, Holder | Thermocouple |  | 1 (Unlimited) |  | Bulk | K |  |  | Fluke Connect™ |  | C° | -200 ~ 1372°C |  |  |  | 5 | https://www.unikeyic.com/media/datasheet/66/1b/9e62/66/062e3bd88a9d788d28f01ac5f7a788a0.pdf | https://www.unikeyic.com/products/environmental-measuring-instruments-and-accessories/flk-t3000fc/18542371.html
FLK-TI-SBC3B | FLUKE | 1: 402.6517 | Fluke, Charging Dock, suitable forTi100 Battery、Ti105 Battery、Ti110 Battery、Ti125 Battery、Ti200 Battery、Ti27 Battery、Ti29 Battery、Ti300 Battery、Ti32 Battery、Ti400 Battery、TiR105 | Battery Charger | [7 empty] | Fluke Thermal Imagers |  |  |  | 1 (Unlimited) |  | Bulk |  | 5013197 |  | Ti | - | [5 empty] | 5 | https://www.unikeyic.com/media/datasheet/6b/4e/2684/6b/7a26cd12e63ebf97fbbe86e92709667a.pdf | https://www.unikeyic.com/products/environmental-measuring-instruments-and-accessories/flk-ti-sbc3b/16067960.html
FLK-TI-TRIPOD2 | FLUKE | 1: 291.448 | Fluke Tripod Adapter | Tripod | [7 empty] | Fluke Thermal Imagers |  |  |  | 1 (Unlimited) |  | Bulk |  |  |  | Ti | - | [5 empty] | 1 | https://www.unikeyic.com/media/datasheet/c9/be/d75e/c9/ad6e51595700d2b3de79d45735cf67cf.pdf | https://www.unikeyic.com/products/environmental-measuring-instruments-and-accessories/flk-ti-tripod2/18312468.html
FLK-TI480PRO60HZ | FLUKE | 1: 14191.695 3: 14156.2155 5: 14120.8305 | Fluke Thermal Imager 640 x 480 60hz |  |  |  |  | FLK-TI480PRO60HZ FLUKE | [6 empty] | 167mm*12.2mm*27.7mm |  | -10℃~1000℃ | [11 empty] | 1 | https://www.unikeyic.com/media/datasheet/46/a0/795d/46/1f23797a28b19a57ad7ab12612da512a.pdf | https://www.unikeyic.com/products/environmental-measuring-instruments-and-accessories/flk-ti480pro60hz/21761477.html
FLK-TIS60+-30HZ | FLUKE | 1: 4849.2216 | FLK-TIS60+ 30HZ, THERMAL IMAGER, | [7 empty] | Temperature (Non-Contact) |  | Adapter, Battery, Cable, Case, Manual, SD Card, Software |  |  | Not Applicable |  | Box |  |  |  | Fluke Connect™ | [6 empty] | 5 | https://www.unikeyic.com/media/datasheet/06/7c/a044/067ca0442456c754940b79c9c8afa997.pdf | https://www.unikeyic.com/products/environmental-measuring-instruments-and-accessories/flk-tis60-30hz/18075046.html
FLK-TIS75+ 27HZ | FLUKE | 1: 6957.972 3: 6690.369 5: 6673.6425 | Thermal Imager | [7 empty] | Temperature (Non-Contact) |  | Adapter, Battery, Cable, Case, Software |  |  | 1 (Unlimited) |  | Box |  |  |  | TIS75+ | [6 empty] | 1 | https://www.unikeyic.com/media/about_us/Unikey_ISO_9001_Certification.pdf | https://www.unikeyic.com/products/environmental-measuring-instruments-and-accessories/flk-tis75-27hz/18944309.html
FLK-TIX501 60HZ | FLUKE | 1: 27065.5668 | THERMAL IMAGER | [7 empty] | Humidity, Temperature |  | Adapter, Battery, Cable, Case, Software |  |  | 1 (Unlimited) |  | Bulk |  |  |  | Fluke Connect™ | [6 empty] | 1 | https://www.unikeyic.com/media/pdf/PCNObsolescenceEOL/fluke/0a/f1/9eb8/flk-tix501-60hz/2025/11/TI401-TIX501-TI300.pdf | https://www.unikeyic.com/products/environmental-measuring-instruments-and-accessories/flk-tix501-60hz/15326553.html
FLK-a3003 FC | FLUKE | 1: 911.4105 3: 882.63 5: 880.425 | Fluke Clamp Meter, A3003FC Series, Accuracy ±(2% rdg +5 digits), DC Resolution 100mA | [12 empty] | Not Applicable |  | Bulk |  |  |  | Fluke Connect™ | Measures DC Current to 2000A, Banana Interface | [5 empty] | 2 | https://www.unikeyic.com/media/datasheet/8b/93/ab6a/8b/fe7cb73760f9b453b5ea243e772cdec0.pdf | https://www.unikeyic.com/products/environmental-measuring-instruments-and-accessories/flk-a3003-fc/17542439.html
FLK-a3004 FC | FLUKE | 1: 1195.8851 | Fluke Clamp Meter, A3004FC Series, Accuracy ±(0.2% rdg +5 digits), DC Resolution 10μA | [12 empty] | Not Applicable |  | Bulk |  | 6124090 |  | Fluke Connect™ | Measures DC Current to 99.9mA, Banana Interface | [5 empty] | 6 | https://www.unikeyic.com/media/datasheet/8b/93/ab6a/8b/fe7cb73760f9b453b5ea243e772cdec0.pdf | https://www.unikeyic.com/products/environmental-measuring-instruments-and-accessories/flk-a3004-fc/19885841.html
FLUKE 54 II B | FLUKE | 1: 1024.276 | THERMOMETER, FL54-2 B DUAL, USB RECORDG; Temperature Measuring Range:0°C to +1767°C; External Height:38mm; External Width:86mm; External Depth:173mm; Product Range:-; SVHC:No SVHC (15-Jun-2015); Thermocouple Type:K | [25 empty] | 2 | https://www.unikeyic.com/media/about_us/Unikey_ISO_9001_Certification.pdf | https://www.unikeyic.com/products/environmental-measuring-instruments-and-accessories/fluke-54-ii-b/17607599.html
FLUKE-51-2 60HZ | FLUKE | 1: 533.682 | THERMO HANDHELD -418-2501F SGL |  |  |  | AA (3) |  | LCD | Backlight, Hold, Min/Max/Ave, Sleep Mode |  |  | Holder, Software | Thermocouple |  | 1 (Unlimited) |  | Box | J, K, T, E | 1506355 |  | 50 II |  | C°/F° | -418 ~ 2501°F (-250 ~ 1372°C) |  |  |  | 23 | https://www.unikeyic.com/media/datasheet/b1/4a/e96e/b14ae96e064e365d5d19145419481ef4.pdf | https://www.unikeyic.com/products/environmental-measuring-instruments-and-accessories/fluke-51-2-60hz/14590185.html
FLUKE-52-2 60HZ | FLUKE | 1: 647.9892 | THERMO HANDHELD -418-2501F |  |  |  | AA (3) |  | LCD | Backlight, Hold, Min/Max/Ave, Sleep Mode |  |  | Holder, Software | Thermocouples (2) |  | 1 (Unlimited) |  | Box | J, K, T, E |  |  | 50 II |  | C°/F° | -418 ~ 2501°F (-250 ~ 1372°C) |  |  |  | 38 | https://www.unikeyic.com/media/datasheet/b1/4a/e96e/b14ae96e064e365d5d19145419481ef4.pdf | https://www.unikeyic.com/products/environmental-measuring-instruments-and-accessories/fluke-52-2-60hz/15322502.html
FLUKE-53-2 B 60HZ | FLUKE | 1: 514.2966 | Fluke50IISeries contact thermometer product features ●High accuracy and stability±（Of reading0.05%±0.3°C） ●single channel（51/53）With dual channel（52/54） ●Can connect various probe typesKTJE(51/52),KTJESRN(53/54) ●500Point data logging（Only53/54） ●Can be via optionalFVFSC2Software andPCCommunication data download（Only53/54） ●，Dual line display for easy reading ●Min/Max/Average/Diff display with time stamp（Difference only52/54） ●Dustproof and impact resistant protective case |  |  |  | AA (3) |  | LCD | Backlight, Hold, Memory, Min/Max/Ave, Sleep Mode |  |  | Holder, Software | Thermocouple |  | 1 (Unlimited) |  | Bulk | J, K, T, E, N, R, S |  |  | 50 II |  | C°/F° | -418 ~ 3212°F (-250 ~ 1767°C) |  |  |  | 25 | https://www.unikeyic.com/media/datasheet/f7/82/cd47/f7/f80a8de0d7ef91abea8d91f21f6903a6.pdf | https://www.unikeyic.com/products/environmental-measuring-instruments-and-accessories/fluke-53-2-b-60hz/14712774.html
FLUKE-54-2 B 60HZ | FLUKE | 1: 1148.0636 | Fluke FLUKE-54-2 B 60HZ Digital thermometer |  |  |  | AA (3) |  | LCD | Backlight, Hold, Memory, Min/Max/Ave, Sleep Mode |  |  | Holder, Software | Thermocouples (2) |  | 1 (Unlimited) |  | Bulk | J, K, T, E, N, R, S |  |  | 50 II |  | C°/F° | -418 ~ 3212°F (-250 ~ 1767°C) |  |  |  | 18 | https://www.unikeyic.com/media/datasheet/99/d1/67da/f8/eb1c0dc8a91f92a874a6acea2ea52b16.pdf | https://www.unikeyic.com/products/environmental-measuring-instruments-and-accessories/fluke-54-2-b-60hz/22811892.html
FLUKE-561 | FLUKE | 1: 281.3821 | Infrared And Contact Thermometer |  |  |  | AA (2) |  | LCD | Backlight, Hold, Laser Sight, Min/Max/Dif/KTC |  |  | Case | Infrared; Thermocouple |  | 1 (Unlimited) |  | Box | K | 1506359 |  | 561 HVACPro |  | C°/F° | -40 ~ 1022°F (-40 ~ 550°C) |  |  |  | 1 | https://www.unikeyic.com/media/datasheet/b1/4a/e96e/b14ae96e064e365d5d19145419481ef4.pdf | https://www.unikeyic.com/products/environmental-measuring-instruments-and-accessories/fluke-561/15701331.html
FLUKE-566 | FLUKE | 1: 681.417 | Fluke Infrared thermometer, 566series, measuring range-40°CTO+650°C, ±1 %accuracy, With data storage |  |  |  | AA (2) |  | Dot Matrix | Alarm, Backlight, Laser Sight, Memory, Min/Max/Dif/Ave |  |  | Case, Software | Infrared; Thermocouple |  | 1 (Unlimited) |  | Box | K | 1793682 |  | 566 |  | C°/F° | -40 ~ 1202°F (-40 ~ 650°C) |  |  |  | 1 | https://www.unikeyic.com/media/datasheet/99/d1/67da/52/c19f4578081e4ad33bcbe03bcca0b231.pdf | https://www.unikeyic.com/products/environmental-measuring-instruments-and-accessories/fluke-566/19789195.html
FLUKE-568EX/ETL | FLUKE | 1: 2869.506 | THERMO HANDHELD GUN -40-1472F |  |  |  | AAA (2) |  | Dot Matrix | Alarm, Backlight, Laser Sight, Memory, Min/Max/Dif/Ave |  |  | Case, Manual | Infrared; Thermocouple |  | 1 (Unlimited) |  | Bulk | K | 4863621 |  | 568 |  | C°/F° | -40 ~ 1472°F (-40 ~ 800°C) |  |  |  | 1 | https://www.unikeyic.com/media/datasheet/5a/af/6443/5a/5c7715ebc307364b6adaa503e619a0eb.pdf | https://www.unikeyic.com/products/environmental-measuring-instruments-and-accessories/fluke-568ex-etl/22430698.html
FLUKE-572-2 | FLUKE | 1: 1472.7381 | Fluke Infrared Thermometer, 572 Series, -30°C to +1652°F / +900°C, ±1% Accuracy, Data Logging |  |  |  | AA (2) |  | Dot Matrix | Alarm, Backlight, Laser Sight, Min/Max/Dif/Ave |  |  | Case, Software, USB Cable | Infrared; Thermocouple |  | 1 (Unlimited) |  | Bulk | K |  |  | 570 |  | C°/F° | -25 ~ 1600°F (-30 ~ 900°C) |  |  |  | 5 | https://www.unikeyic.com/media/datasheet/99/d1/67da/69/767546b78336f6d97cdfdfbec8901d9e.pdf | https://www.unikeyic.com/products/environmental-measuring-instruments-and-accessories/fluke-572-2/17317963.html
FLUKE-59 MAX NA | FLUKE | 1: 140.3892 | THERMO HANDHELD GUN -22-662F |  |  |  | AA |  | LCD | Alarm, Backlight, Hold, Laser Sight, Memory, Min/Max/Dif/Ave |  |  | Battery | Infrared |  | 1 (Unlimited) |  | Bulk | - | 5013155 |  | - |  | C°/F° | -22 ~ 662°F (-30 ~ 350°C) |  |  |  | 6 | https://www.unikeyic.com/media/datasheet/83/37/c07d/83/4126f225c7b8662243db7a42c000ffaf.pdf | https://www.unikeyic.com/products/environmental-measuring-instruments-and-accessories/fluke-59-max-na/15023167.html
FLUKE-59 MAX+ NA | FLUKE | 1: 156.5892 | THERMO HANDHELD GUN -22-932F |  |  |  | AA |  | LCD | Alarm, Backlight, Hold, Laser Sight, Memory, Min/Max/Dif/Ave |  |  | Battery | Infrared |  | 1 (Unlimited) |  | Bulk | - |  |  | - |  | C°/F° | -22 ~ 932°F (-30 ~ 500°C) |  |  |  | 1 | https://www.unikeyic.com/media/datasheet/83/37/c07d/83/4126f225c7b8662243db7a42c000ffaf.pdf | https://www.unikeyic.com/products/environmental-measuring-instruments-and-accessories/fluke-59-max-na/15277688.html
FLUKE-62 MAX | FLUKE | 1: 171.4495 | Fluke Infrared Thermometer, 62 MAX Series, -30°C to +500°C, ±1.5% Accuracy |  |  |  | AA |  | LCD | Backlight, Hold, Laser Sight, Min/Max/Dif/Ave |  |  | Boot, Holder | Infrared |  | 1 (Unlimited) |  | Bulk | - | 3305752 |  | 62 |  | C°/F° | -22 ~ 932°F (-30 ~ 500°C) |  |  |  | 119 | https://www.unikeyic.com/media/datasheet/13/02/98af/13/eb575e73e5140c81c3e2691fcee4ec75.pdf | https://www.unikeyic.com/products/environmental-measuring-instruments-and-accessories/fluke-62-max/22678370.html
FLUKE-62MAX+ | FLUKE | 1: 206.2956 | Fluke Infrared thermometer, 62 MAX PLUSseries, measuring range-30°CTO+650°C, ±1 %accuracy |  |  |  |  | FLUKE-62MAX+ FLUKE | [6 empty] | 175mm*85mm*75mm |  | -30℃~650℃ |  |  |  | bulk | [7 empty] | 1 | https://www.unikeyic.com/media/datasheet/13/02/98af/13/eb575e73e5140c81c3e2691fcee4ec75.pdf | https://www.unikeyic.com/products/environmental-measuring-instruments-and-accessories/fluke-62max/23353595.html
FLUKE-64 MAX | FLUKE | 1: 346.6546 | Fluke Infrared thermometer, maximum 64series, measuring range-30°CTO+600°C, ±1 °Caccuracy, With data storage |  |  |  | AA |  | LCD | Backlight, Data Logging, (Internal Memory), Hold, Min/Max/Dif, Record |  |  | - | Infrared |  | 1 (Unlimited) |  | Box | - |  |  | - |  | C°/F° | -30°C ~ 600°C |  |  |  | 14 | https://www.unikeyic.com/media/datasheet/99/d1/67da/7d/d280bc04a2ebe0df101ea6ce5976cae3.pdf | https://www.unikeyic.com/products/environmental-measuring-instruments-and-accessories/fluke-64-max/17774880.html
FLUKE-67 MAX/AM | FLUKE | 1: 101.5092 | THERMO HANDHELD GUN 59-104F IR |  |  |  | AA |  | LCD | - |  |  | Battery | Infrared |  | 1 (Unlimited) |  | Box | - | 13279931 |  | - |  | C°/F° | 59 ~ 104°F (15 ~ 40°C) |  |  |  | 9 | https://www.unikeyic.com/media/pdf/HTMLDatasheet/fluke/72/d8/5499/fluke-67-max-am/2025/11/fluke-67-max-am.pdf | https://www.unikeyic.com/products/environmental-measuring-instruments-and-accessories/fluke-67-max-am/17628474.html
FLUKE-700G04 | FLUKE |  | Precision Pressure Test Gauges | [7 empty] | Pressure (Air) |  | Adapter, Battery, Holster, Manual |  |  | 1 (Unlimited) |  | Bulk |  |  |  | 700G | [7 empty] | https://www.unikeyic.com/media/datasheet/48/19/b5fa/48/6fed2fe8ee3a4d77554da4ec59361576.pdf | https://www.unikeyic.com/products/environmental-measuring-instruments-and-accessories/fluke-700g04/22097629.html
FLUKE-700G27 | FLUKE | 1: 1717.2 | Fluke pressure gauge, Digital, Maximum measurement20bar, minimum measurement-0.83bar, Gauge outer diameter114mm, G 1/4interface | [7 empty] | Pressure (Liquid) |  | Adapter, Battery, Holster, Manual |  |  | 1 (Unlimited) |  | Bulk |  |  |  | 700G | [6 empty] | 1 | https://www.unikeyic.com/media/datasheet/48/19/b5fa/48/6fed2fe8ee3a4d77554da4ec59361576.pdf | https://www.unikeyic.com/products/environmental-measuring-instruments-and-accessories/fluke-700g27/15878789.html
FLUKE-700HTPK | FLUKE | 1: 3444.9516 | Precision Pressure Test Gauges | [7 empty] | Pressure (Liquid) |  | Adapter, Case, Hose, Pump |  |  | 1 (Unlimited) |  | Bulk |  | 4692961 |  | 700G | [6 empty] | 1 | https://www.unikeyic.com/media/datasheet/48/19/b5fa/48/6fed2fe8ee3a4d77554da4ec59361576.pdf | https://www.unikeyic.com/products/environmental-measuring-instruments-and-accessories/fluke-700htpk/20625520.html
FLUKE-700HTPK2 | FLUKE | 1: 2820.3228 | HYDRAULIC TEST PRESSURE KIT; Kit Contents:700HTPK-2 Hydraulic Hand Pump, Gauge Connector, Premium Transmitter Hose Kit & Adapters, Hard Case; Product Range:-; SVHC:No SVHC (15-Jun-2015) | [7 empty] | Pressure (Liquid) |  | Adapter, Case, Hose, Pump |  |  | Not Applicable |  | Bulk |  | 6124108 |  | 700G | [6 empty] | 1 | https://www.unikeyic.com/media/datasheet/55/bd/f1eb/55/1744def879c8a74549b49a305db7baa6.pdf | https://www.unikeyic.com/products/environmental-measuring-instruments-and-accessories/fluke-700htpk2/17901745.html
FLUKE-700PTPK2 | FLUKE | 1: 1842.9876 | PREMIUM PNEUMATIC TEST PUMP KIT; Kit Contents:700PTPK-1 Pump, Gauge Connector, Premium Transmitter Test Hose Kit & Adapters, Hard Case; Product Range:-; SVHC:No SVHC (15-Jun-2015) | [7 empty] | Pressure (Air) |  | Adapter, Case, Hose, Pump |  |  | Not Applicable |  | Bulk |  |  |  | 700G | [6 empty] | 1 | https://www.unikeyic.com/media/datasheet/71/24/ffc9/71/804d2d4ea5925a020d035e5f42f8e81b.pdf | https://www.unikeyic.com/products/environmental-measuring-instruments-and-accessories/fluke-700ptpk2/14906847.html
FLUKE-750P06 | FLUKE | 1: 2700 | Pressure Measurement Module | [7 empty] | Pressure |  | Adapter, Manual, O-Ring |  |  | 1 (Unlimited) |  | Bulk |  | 5013095 |  | 750P | [6 empty] | 1 | https://www.unikeyic.com/media/datasheet/86/c4/b8de/86/62806e47bc8a6882e9318bf3e9a1526f.pdf | https://www.unikeyic.com/products/environmental-measuring-instruments-and-accessories/fluke-750p06/20279513.html
FLUKE-750P08 | FLUKE | 1: 2700 | Pressure Measurement Module | [7 empty] | Pressure |  | Adapter, Manual, O-Ring |  |  | 1 (Unlimited) |  | Bulk |  | 5013098 |  | 750P | [6 empty] | 4 | https://www.unikeyic.com/media/datasheet/86/c4/b8de/86/62806e47bc8a6882e9318bf3e9a1526f.pdf | https://www.unikeyic.com/products/environmental-measuring-instruments-and-accessories/fluke-750p08/17110485.html
FLUKE-750PD2 | FLUKE | 1: 3478.2804 | Pressure Measurement Module | [7 empty] | Pressure (Air) |  | Adapter, Manual, O-Ring |  |  | 1 (Unlimited) |  | Bulk |  | 5013113 |  | 750P | [6 empty] | 1 | https://www.unikeyic.com/media/datasheet/48/19/b5fa/48/6fed2fe8ee3a4d77554da4ec59361576.pdf | https://www.unikeyic.com/products/environmental-measuring-instruments-and-accessories/fluke-750pd2/19627831.html
FLUKE-750PV4 | FLUKE | 1: 3478.2804 | Pressure Measurement Module | [7 empty] | Pressure (Air) |  | Adapter, Manual, O-Ring |  |  | 1 (Unlimited) |  | Bulk |  | 5013112 |  | 750P | [6 empty] | 1 | https://www.unikeyic.com/media/datasheet/0a/4c/827b/0a/fd1ba8bfbbe646ab761b8aa6b9259fdb.pdf | https://www.unikeyic.com/products/environmental-measuring-instruments-and-accessories/fluke-750pv4/14561266.html
FLUKE-805/ES | FLUKE | 1: 2263.41 | VIBRATION SENSOR, EXTERNAL, SMB; Test Probe Functions:Vibration; For Use With:Fluke 805 Vibration Meter; Product Range:-; SVHC:No SVHC (15-Jun-2015) | Sensor | [7 empty] | 805 Series Testers |  |  |  | Not Applicable |  | Box |  | 6010237 |  | 805 | - | [5 empty] | 1 | https://www.unikeyic.com/media/about_us/Unikey_ISO_9001_Certification.pdf | https://www.unikeyic.com/products/environmental-measuring-instruments-and-accessories/fluke-805-es/23209865.html
FLUKE-985 | FLUKE | 1: 8872.6632 | Fluke Air Quality Monitor, 985 Series, Backlit LCD, Rechargeable Li-Ion Battery | [7 empty] | Particles |  | Adapter, Cables, Case, Charger, Filter, Manual |  |  | 1 (Unlimited) |  | Bulk |  |  |  | - | [6 empty] | 2 | https://www.unikeyic.com/media/datasheet/5c/3c/5cf7/5c3c5cf7e7cd22a04b4759d903d8303a.pdf | https://www.unikeyic.com/products/environmental-measuring-instruments-and-accessories/fluke-985/19144974.html
FLUKE-CO-220 | FLUKE | 1: 778.512 3: 767.8545 5: 747.369 | Carbon Monoxide Meter | [7 empty] | Carbon Monoxide |  | - |  |  | 1 (Unlimited) |  | Bulk |  |  |  | - | [6 empty] | 1 | https://www.unikeyic.com/media/datasheet/1b/7c/1419/1b/23bd6657e9deaeeb08634347ede250ac.pdf | https://www.unikeyic.com/products/environmental-measuring-instruments-and-accessories/fluke-co-220/18452594.html
FLUKE-CV200 | FLUKE | 1: 469.0764 3: 444.5175 5: 439.173 | Fluke View Window, Black, For NEMA 12/4 Enclosures, 83mm L x 16mm W x 113mm H, Al-Zn Alloy |  |  |  |  | FLUKE-CV200 FLUKE | [6 empty] | 83mm*16mm*113mm | [5 empty] | bulk | [7 empty] | 2 | https://www.unikeyic.com/media/datasheet/33/20/5d66/33/761f5fb75e4990931f881a21ed567617.pdf | https://www.unikeyic.com/products/environmental-measuring-instruments-and-accessories/fluke-cv200/20599048.html
FLUKE-CV300 | FLUKE | 1: 720.6501 | Fluke Window, Black, For NEMA 12/NEMA 4 Enclosure, 112mm L × 16mm W × 142mm H, Aluminum/Zinc |  |  |  |  | FLUKE-CV300 FLUKE | [6 empty] | 112mm*16mm*142mm | [5 empty] | bulk | [7 empty] | 3 | https://www.unikeyic.com/media/datasheet/33/20/5d66/33/761f5fb75e4990931f881a21ed567617.pdf | https://www.unikeyic.com/products/environmental-measuring-instruments-and-accessories/fluke-cv300/17620007.html
FLUKE-CV301 | FLUKE | 1: 661.794 3: 643.6185 5: 635.1765 | The FLUKE-CV301 is a 75 mm (3 in) ClirVu® infrared window with a security key door latch, designed for safe thermal inspection of energized electrical components. |  |  |  |  | FLUKE-CV301 FLUKE | [20 empty] | 2 | https://www.unikeyic.com/media/datasheet/33/20/5d66/33/761f5fb75e4990931f881a21ed567617.pdf | https://www.unikeyic.com/products/environmental-measuring-instruments-and-accessories/fluke-cv301/21808630.html
FLUKE-CV400 | FLUKE | 1: 770.6685 3: 759.822 5: 754.782 | Fluke Window, Black, for NEMA 12/4 Enclosure, 147mm L × 23mm W × 189mm H, Al/Zn |  |  |  |  | FLUKE-CV400 FLUKE | [6 empty] | 147mm*23mm*189mm |  | 260℃(max) | [11 empty] | 2 | https://www.unikeyic.com/media/datasheet/33/20/5d66/33/761f5fb75e4990931f881a21ed567617.pdf | https://www.unikeyic.com/products/environmental-measuring-instruments-and-accessories/fluke-cv400/19052912.html
FLUKE-CV401 | FLUKE | 1: 924.756 3: 897.645 5: 885.0345 | Fluke Window, Black, for NEMA 12/4 Enclosure, 147mm L × 23mm W × 189mm H, Al/Zn |  |  |  |  | FLUKE-CV401 FLUKE | [6 empty] | 147mm*23mm*189mm |  | 260℃(max) |  |  |  | bulk | [7 empty] | 1 | https://www.unikeyic.com/media/datasheet/33/20/5d66/33/761f5fb75e4990931f881a21ed567617.pdf | https://www.unikeyic.com/products/environmental-measuring-instruments-and-accessories/fluke-cv401/21461241.html
FS.LBC.001(-01) | SDT Ultrasound Solutions | 1: 3103.848 | SDT Ultrasound Solutions FS.LBC.001(-01) | [25 empty] | 3 | https://www.unikeyic.com/media/about_us/Unikey_ISO_9001_Certification.pdf | https://www.unikeyic.com/products/environmental-measuring-instruments-and-accessories/fs-lbc-001-01/21466275.html
FS.LKC.001(-01) | SDT Ultrasound Solutions | 1: 2861.9438 | SDT Ultrasound Solutions Ultrasonic Leak Detector, IP42, 2 AA Batteries, 158mm × 59mm × 38.5mm, 164g | [11 empty] | 158mm*59mm*38.5mm |  | -10℃~50℃ | [11 empty] | 4 | https://www.unikeyic.com/media/about_us/Unikey_ISO_9001_Certification.pdf | https://www.unikeyic.com/products/environmental-measuring-instruments-and-accessories/fs-lkc-001-01/22091182.html
Fluke 568 | FLUKE | 1: 876.227 | Fluke Infrared Thermometer, 568 Series, -40°C to +800°C, ±1% Accuracy, Data Storage |  |  |  | AA (2) |  | Dot Matrix | Alarm, Backlight, Laser Sight, Memory, Min/Max/Dif/Ave |  |  | Case, Software, USB Cable | Infrared; Thermocouple |  | 1 (Unlimited) |  | Box | K |  |  | 568 |  | C°/F° | -40 ~ 1472°F (-40 ~ 800°C) |  |  |  | 3 | https://www.unikeyic.com/media/datasheet/99/d1/67da/52/c19f4578081e4ad33bcbe03bcca0b231.pdf | https://www.unikeyic.com/products/environmental-measuring-instruments-and-accessories/fluke-568/16424848.html
GM08 | HIRST MAGNETICS | 1: 1241.1475 | Hirst Magnetics Gaussmeter, 0→2.999mT, 0→29.99mT, 0→299.9mT, 0→3T Range, Min Mag Meas 0T, 0mT | [7 empty] | Magnetic Field Strength, Magnetic Flux Density |  | Adapter, Cables, Calibration Certificate, Case, Hall Probe, Manual, Probe Protection, Software, Zero Gauss Chamber |  |  | Vendor Undefined |  | Bulk |  | 15195149 |  | - | [6 empty] | 5 | https://www.unikeyic.com/media/datasheet/61/94/5465/61/fbfe1404efb0043b2302caab844caf83.pdf | https://www.unikeyic.com/products/environmental-measuring-instruments-and-accessories/gm08/18003664.html
GNV-100 | Global Specialties | 1: 205.3149 | Sound Level Meter Handheld Box | [7 empty] | Sound |  | Battery, Case, Windscreen |  |  | 1 (Unlimited) |  | Box |  |  |  | - | [6 empty] | 4 | https://www.unikeyic.com/media/datasheet/71/54/6679/71546679276844a4fd5037884b657b20.pdf | https://www.unikeyic.com/products/environmental-measuring-instruments-and-accessories/gnv-100/23485760.html
GNV-102 | Global Specialties | 1: 334.987 | Sound Level Meter Handheld Box | [8 empty] | Sound Levels |  |  |  | 1 (Unlimited) |  | Box |  |  |  | - | - |  |  | Calibrator |  |  | 6 | https://www.unikeyic.com/media/datasheet/6b/8f/b807/6b8fb80753c8c6ee83b78166093b68b3.pdf | https://www.unikeyic.com/products/environmental-measuring-instruments-and-accessories/gnv-102/15193838.html
HD350 | Extech Instruments | 1: 645.326 | ANEMOMETER & MANOMETER, 1 TO 80M/S; | [7 empty] | Air Flow |  | Battery, Cable, Case, Hoses, Software |  |  | Not Applicable |  | Box |  | 7786024 |  | - | [6 empty] | 15 | https://www.unikeyic.com/media/datasheet/20/75/412c/20/a7116466671bd5d5079a9a17a3b469c4.pdf | https://www.unikeyic.com/products/environmental-measuring-instruments-and-accessories/hd350/16784518.html
HD450 | Extech Instruments | 1: 375.2156 | Extech HD450 Light Meter | [7 empty] | Light |  | Battery, Cable, Cap, Case, Software |  |  | Not Applicable |  | Box |  |  |  | - | [6 empty] | 5 | https://www.unikeyic.com/media/datasheet/c9/a5/7605/c9/e24dfa1eed435d4e350467eecc855816.pdf | https://www.unikeyic.com/products/environmental-measuring-instruments-and-accessories/hd450/18282213.html
HD700 | Extech Instruments | 1: 282.1288 | Extech HD700 Manometer | [7 empty] | Pressure (Air) |  | Adapter, Battery, Cable, Case, Hose, Software |  |  | Not Applicable |  | Box |  |  |  | - | [6 empty] | 2 | https://www.unikeyic.com/media/datasheet/ae/d2/4450/ae/96e8fca5eb3dd8085405df91dcaf802c.pdf | https://www.unikeyic.com/products/environmental-measuring-instruments-and-accessories/hd700/14278571.html
HH11C | OMEGA Engineering | 1: 196.2135 | [14 empty] | -200℃~1372℃ | [11 empty] | 500 | https://www.unikeyic.com/media/about_us/Unikey_ISO_9001_Certification.pdf | https://www.unikeyic.com/products/environmental-measuring-instruments-and-accessories/hh11c/20429233.html
HH12C | OMEGA Engineering | 1: 237.9112 | [5 empty] | HH12C OMEGA Engineering | [8 empty] | -200℃~1372℃ | [11 empty] | 500 | https://www.unikeyic.com/media/datasheet/40/cb/75b1/40cb75b111291b43162732d4a92546e4.pdf | https://www.unikeyic.com/products/environmental-measuring-instruments-and-accessories/hh12c/18612678.html
HHC201 | OMEGA Engineering | 1: 195.0912 | THERMOCOUPLE THERMOMETER, K-TYPE | [25 empty] | 1 | https://www.unikeyic.com/media/about_us/Unikey_ISO_9001_Certification.pdf | https://www.unikeyic.com/products/environmental-measuring-instruments-and-accessories/hhc201/14647091.html
HI 96801 | Hanna Instruments | 1: 556.1052 | Hanna Instruments Refractometer, HI 96801 Series, Sucrose, 0.1% Brix, 0.1°C Resolution |  |  |  |  | HI 96801 Hanna Instruments | [6 empty] | 192mm*104mm*69mm | [13 empty] | 26 | https://www.unikeyic.com/media/datasheet/77/c6/694f/77/cacac6973c463e5318aec01f0678d237.pdf | https://www.unikeyic.com/products/environmental-measuring-instruments-and-accessories/hi-96801/17823782.html
HI-1296D | Hanna Instruments | 1: 566.8876 | Hanna Instruments pH Electrode, Electrode, DIN Interface, Titanium Probe |  |  |  |  | HI-1296D Hanna Instruments | [20 empty] | 2 | https://www.unikeyic.com/media/datasheet/25/cd/0836/25/68fcdc245d9a0b7b9948e5dc810ec127.pdf | https://www.unikeyic.com/products/environmental-measuring-instruments-and-accessories/hi-1296d/20399128.html
HI-70000P | Hanna Instruments | 1: 65.1489 | Hanna Instruments Buffer Solution, 20ml Bag |  |  |  |  | HI-70000P Hanna Instruments | [20 empty] | 300 | https://www.unikeyic.com/media/datasheet/db/72/0f46/db/f87fc2f976ada2655495f1428785110e.pdf | https://www.unikeyic.com/products/environmental-measuring-instruments-and-accessories/hi-70000p/20184098.html
HI-7004/1L | Hanna Instruments | 1: 114.9085 | Hanna Instruments Buffer Solution, 4.01pH, 1L bottled |  |  |  |  | HI-7004/1L Hanna Instruments | [20 empty] | 9 | https://www.unikeyic.com/media/datasheet/03/70/b1e8/03/69f993cb2fcb0ff6dbf245bbd21ea621.pdf | https://www.unikeyic.com/products/environmental-measuring-instruments-and-accessories/hi-7004-1l/21958091.html
HI-7007/1L | Hanna Instruments | 1: 116.5924 | CALIBRATION SOLUTION, PH 7.01, BOTTLE/1L; | [25 empty] | 9 | https://www.unikeyic.com/media/about_us/Unikey_ISO_9001_Certification.pdf | https://www.unikeyic.com/products/environmental-measuring-instruments-and-accessories/hi-7007-1l/19658208.html
HI-7010/1L | Hanna Instruments | 1: 108.1511 | Hanna Instruments Buffer Solution, 10.01pH, 1L Bottle |  |  |  |  | HI-7010/1L Hanna Instruments | [20 empty] | 4 | https://www.unikeyic.com/media/datasheet/43/3a/8321/43/91f9264eeb1a5745ebdb98f54b914126.pdf | https://www.unikeyic.com/products/environmental-measuring-instruments-and-accessories/hi-7010-1l/18248650.html
HI-98107 | Hanna Instruments | 1: 125.5594 | Hanna Instruments pH Meter, HI 98107 Series, Max 14pH, ±0.1pH Accuracy, Min 0pH |  | Commercial Grade |  |  | HI-98107 Hanna Instruments | [6 empty] | 175mm*41mm*23mm |  | 0℃~50℃ | [11 empty] | 96 | https://www.unikeyic.com/media/datasheet/7c/1d/1877/7c/17f4f2a9f407da60ae7a692f34e5acb6.pdf | https://www.unikeyic.com/products/environmental-measuring-instruments-and-accessories/hi-98107/14805101.html
HI-98304 | Hanna Instruments | 1: 199.92 | Hanna Instruments Conductivity Meter HI 98304 Series 0.01mS/cm Resolution 1μS/cm Min 19.99mS/cm Max |  | Commercial Grade |  |  | HI-98304 Hanna Instruments | [6 empty] | 175mm*41mm*23mm |  | 0℃~50℃ | [11 empty] | 1 | https://www.unikeyic.com/media/datasheet/e4/7d/dc5b/e4/849df48cc0542924e95bc9f8d56a9397.pdf | https://www.unikeyic.com/products/environmental-measuring-instruments-and-accessories/hi-98304/20614980.html
HI-98308 | Hanna Instruments | 1: 229.5216 | Hanna Instruments Conductivity Meter, HI 98308series, resolution0.1 μS/cm, Minimum Conductivity 0μS/cm, Maximum Conductivity 99μS/cm |  | Commercial Grade | [9 empty] | 175mm*41mm*23mm |  | 0℃~50℃ | [11 empty] | 3 | https://www.unikeyic.com/media/about_us/Unikey_ISO_9001_Certification.pdf | https://www.unikeyic.com/products/environmental-measuring-instruments-and-accessories/hi-98308/19316623.html
HI1230B | Hanna Instruments | 1: 310.4171 | Hanna Instruments conductivity sensor, BNCinterface, PEIProbe |  | Commercial Grade |  |  | HI1230B Hanna Instruments | [8 empty] | 0℃~80℃ | [11 empty] | 1 | https://www.unikeyic.com/media/datasheet/8a/6f/287c/6f/71e38b8a858a530df792675f1685234b.pdf | https://www.unikeyic.com/products/environmental-measuring-instruments-and-accessories/hi1230b/17705199.html
HI1270 | Hanna Instruments | 1: 62.6722 | Hanna Instruments pH Electrode, PP Probe |  | Commercial Grade | [11 empty] | 0℃~50℃ | [11 empty] | 4 | https://www.unikeyic.com/media/about_us/Unikey_ISO_9001_Certification.pdf | https://www.unikeyic.com/products/environmental-measuring-instruments-and-accessories/hi1270/16561434.html
HI1288 | Hanna Instruments | 1: 371.8224 | Hanna Instruments Probe |  |  |  |  | HI1288 Hanna Instruments | [20 empty] | 5 | https://www.unikeyic.com/media/datasheet/07/9d/4e0a/07/f9916014fe8cb0b8c077b592af80db4f.pdf | https://www.unikeyic.com/products/environmental-measuring-instruments-and-accessories/hi1288/17085040.html
HI145-00 | Hanna Instruments | 1: 112.5032 | Hanna Instruments HI 145 Digital thermometer, wireless thermometer, best accuracy±0.3 °C, for food industry、industry |  | Industrial |  |  | HI145-00 Hanna Instruments | [6 empty] | 92mm*165mm*38mm |  | -50℃~220℃ | [11 empty] | 18 | https://www.unikeyic.com/media/datasheet/72/d8/4922/72/fded5b87d1f01a748feb7d0e60c115c0.pdf | https://www.unikeyic.com/products/environmental-measuring-instruments-and-accessories/hi145-00/22874521.html
HI7030L | Hanna Instruments | 1: 71.9352 | Hanna Instruments Buffer Solution, 12880μS/cm, 460ml Bottle |  |  |  |  | HI7030L Hanna Instruments | [20 empty] | 7 | https://www.unikeyic.com/media/datasheet/4b/86/95a8/4b/58336aa3066829719471d055b5d3618d.pdf | https://www.unikeyic.com/products/environmental-measuring-instruments-and-accessories/hi7030l/15614292.html
HI7031L | Hanna Instruments | 1: 70.2358 5: 68.9816 | CALIBRATION SOLUTION, 1413, 500ML; Analysis & Calibration Type:Liquid; Dispensing Method:Bottle; Weight:-; Product Range:-; SVHC:No SVHC (12-Jan-2017); Volume:460ml; Analysis & Calibration Applications:Conductivity Meter | [25 empty] | 18 | https://www.unikeyic.com/media/about_us/Unikey_ISO_9001_Certification.pdf | https://www.unikeyic.com/products/environmental-measuring-instruments-and-accessories/hi7031l/22037237.html
HI7033L | Hanna Instruments | 1: 59.274 5: 59.274 | CALIBRATION SOLUTION, 84, 500ML; Analysis & Calibration Type:Liquid; Dispensing Method:Bottle; Weight:-; Product Range:-; SVHC:No SVHC (12-Jan-2017); Volume:460ml; Analysis & Calibration Applications:Conductivity Meter C | [25 empty] | 5 | https://www.unikeyic.com/media/about_us/Unikey_ISO_9001_Certification.pdf | https://www.unikeyic.com/products/environmental-measuring-instruments-and-accessories/hi7033l/19559809.html
HI98103 | Hanna Instruments | 1: 137.753 5: 137.753 | Hanna Instruments pH Meter, CHECKER1 Series, Max 14pH, Accuracy ±0.2pH, Min 0pH |  | Commercial Grade | [9 empty] | 66mm*50mm*25mm |  | 0℃~50℃ | [11 empty] | 22 | https://www.unikeyic.com/media/about_us/Unikey_ISO_9001_Certification.pdf | https://www.unikeyic.com/products/environmental-measuring-instruments-and-accessories/hi98103/19360706.html
HI98129 | Hanna Instruments | 1: 418.6188 5: 418.6188 | Hanna Instruments pH Meter, HI 98129 Series, Max 14pH, Accuracy ±0.05pH, Min 0pH |  | Commercial Grade |  |  | HI98129 Hanna Instruments | [6 empty] | 163mm*40mm*26mm |  | 0℃~50℃ | [11 empty] | 13 | https://www.unikeyic.com/media/datasheet/e1/40/6e3c/e1/bc054f0be26d0e3d8632b43598d59d48.pdf | https://www.unikeyic.com/products/environmental-measuring-instruments-and-accessories/hi98129/15206948.html
HI98130 | Hanna Instruments | 1: 496.166 | Hanna Instruments pHmeter, HI 98130series, Highest14pH, best accuracy±0.05pH, minimum0pH |  | Commercial Grade |  |  | HI98130 Hanna Instruments | [6 empty] | 163mm*40mm*26mm |  | 0℃~50℃ | [11 empty] | 1 | https://www.unikeyic.com/media/datasheet/e1/40/6e3c/e1/bc054f0be26d0e3d8632b43598d59d48.pdf | https://www.unikeyic.com/products/environmental-measuring-instruments-and-accessories/hi98130/22882032.html
HI98311 | Hanna Instruments | 1: 315.4928 | Hanna Instruments Conductivity Meter, HI 98311 Series, 1 μS/cm Resolution, 0~3999 μS/cm Range |  | Commercial Grade | [9 empty] | 163mm*40mm*26mm |  | 0℃~50℃ | [11 empty] | 2 | https://www.unikeyic.com/media/about_us/Unikey_ISO_9001_Certification.pdf | https://www.unikeyic.com/products/environmental-measuring-instruments-and-accessories/hi98311/22297193.html
HI98312 | Hanna Instruments | 1: 347.798 | Hanna Instruments Water Conductivity Meter, HI 98312 Series, 0.01 mS/cm Res, 0-20 mS/cm Range |  | Commercial Grade | [9 empty] | 163mm*40mm*26mm |  | 0℃~50℃ | [11 empty] | 1 | https://www.unikeyic.com/media/about_us/Unikey_ISO_9001_Certification.pdf | https://www.unikeyic.com/products/environmental-measuring-instruments-and-accessories/hi98312/13931399.html
HI99300 | Hanna Instruments | 1: 412.1645 | Hanna Instruments Conductivity Meter, HI 99300 Series, 1 μS/cm Resolution, 0-3999 μS/cm Range |  | Commercial Grade | [9 empty] | 143mm*80mm*38mm |  | 0℃~50℃ | [11 empty] | 17 | https://www.unikeyic.com/media/about_us/Unikey_ISO_9001_Certification.pdf | https://www.unikeyic.com/products/environmental-measuring-instruments-and-accessories/hi99300/17961978.html
HI99301 | Hanna Instruments | 1: 797.313 | Hanna Instruments Conductivity Meter, HI 99301 Series, 1 μS/cm Resolution, 0-20mS/cm Range |  | Commercial Grade |  |  | HI99301 Hanna Instruments | [6 empty] | 143mm*80mm*38mm |  | 0℃~50℃ | [11 empty] | 1 | https://www.unikeyic.com/media/datasheet/bb/c6/dc0c/bb/8aeb2bb554a8244863f23e877065a81f.pdf | https://www.unikeyic.com/products/environmental-measuring-instruments-and-accessories/hi99301/19187183.html
HT30 | Extech Instruments | 1: 236.6518 | Humidity、Daylight、Temperature include | [7 empty] | Humidity, Sunlight, Temperature |  | Battery |  |  | Not Applicable |  | Box |  | 7322791 |  | - | [6 empty] | 14 | https://www.unikeyic.com/media/datasheet/f9/c2/b7c3/f9c2b7c395d04dd55543daa3e984943f.pdf | https://www.unikeyic.com/products/environmental-measuring-instruments-and-accessories/ht30/19697190.html
HygroClip HC2-HK25 | ROTRONIC | 1: 1905.41 | Rotronic Instruments humidity/temperature probe |  | Industrial |  |  | HygroClip HC2-HK25 ROTRONIC | [8 empty] | -40℃~100℃ | [11 empty] | 1 | https://www.unikeyic.com/media/datasheet/d8/22/2611/d8/0ee1e3e11e008416d1e1b3be2ec792d4.pdf | https://www.unikeyic.com/products/environmental-measuring-instruments-and-accessories/hygroclip-hc2-hk25/14448554.html
HygroClip HC2-HP28 | ROTRONIC | 1: 2061.3066 | Rotronic Instruments humidity/temperature probe, Suitable for Measuring Bulk Packaging Materials |  |  |  |  | HygroClip HC2-HP28 ROTRONIC | [20 empty] | 7 | https://www.unikeyic.com/media/datasheet/d8/22/2611/d8/0ee1e3e11e008416d1e1b3be2ec792d4.pdf | https://www.unikeyic.com/products/environmental-measuring-instruments-and-accessories/hygroclip-hc2-hp28/16815596.html
IR07 | Klein Tools | 1: 152.2348 5: 149.4669 10: 149.4669 20: 149.4669 | IR/PROBE THERMOMETER, -40 TO 300DEG C; |  |  |  | AAA (2) |  | LCD | Auto Off, Backlight, Hold, Min/Max/Dif |  |  | Battery, Case | Infrared; Probe |  | Not Applicable |  | Bulk | Penetration | 10061202 |  | - |  | C°/F° | -40°F ~ 572°F (-40°C ~ 300°C) |  |  |  | 1 | https://www.unikeyic.com/media/datasheet/9a/e0/edc7/9a/3d66916251ad67765ec0a8d2b8fe29b6.pdf | https://www.unikeyic.com/products/environmental-measuring-instruments-and-accessories/ir07/13965314.html
IR10 | Klein Tools | 1: 256.5472 | IR THERMOMETER, -40 TO 1200 DEG C; Temperature Measuring Range:-40°C to +650°C; Accuracy %:1.5%; Operating Temperature Min:0°C; Operating Temperature Max:50°C; Product Range:-; SVHC:No SVHC (27-Jun-2018) |  |  |  | 9V |  | LCD | Auto Off, Backlight, Laser Sight, Min/Max/Dif/Ave |  |  | Battery, Pouch, Probe | Infrared |  | Not Applicable |  | Bulk | K | 9698503 |  | - |  | C°/F° | -40 ~ 1202°F (-40 ~ 650°C) |  |  |  | 18 | https://www.unikeyic.com/media/pdf/Manuals/klein-tools/e1/bd/f1e6/ir10/2025/12/IR10-1390245ART-WEB.pdf | https://www.unikeyic.com/products/environmental-measuring-instruments-and-accessories/ir10/15990637.html
IR267 | Extech Instruments | 1: 96.617 | Extech IR267 IR Thermometer |  |  |  | 9V |  | LCD | Alarm, Auto Off, Backlight, Hold, Laser Sight, Min/Max/Dif/Ave |  |  | Battery | Infrared; Thermocouple |  | Not Applicable |  | Box | K | 7786048 |  | - |  | C°/F° | - |  |  |  | 4 | https://www.unikeyic.com/media/datasheet/3a/e5/6222/3a/39b5ea1ffcb8baaea93f51abb0867a11.pdf | https://www.unikeyic.com/products/environmental-measuring-instruments-and-accessories/ir267/20437953.html
IR270 | Extech Instruments | 1: 138.9248 | IR THERMOMETER, -20 TO 650 DEG C; Temperature Measuring Range:-20°C to +650°C; Accuracy %:1%; Operating Temperature Min:-20°C; Operating Temperature Max:650°C; Product Range:-; SVHC:No SVHC (15-Jan-2019) |  |  |  | 9V |  | LCD | Alarm, Auto Off, Backlight, Hold, Laser Sight, Min/Max |  |  | Battery, Pouch | Infrared |  | Not Applicable |  | Bulk | - | 9445932 |  | - |  | C°/F° |  |  |  |  | 7 | https://www.unikeyic.com/media/datasheet/5b/00/f55e/5b/43fc206e2d771882d9444b82e46ede34.pdf | https://www.unikeyic.com/products/environmental-measuring-instruments-and-accessories/ir270/14819647.html
IR400 | Extech Instruments | 1: 127.6352 | MINI IR THERMOMETER, -20DEGC TO +343DEGC; Temperature Measuring Range:-20°C to +343°C; Accuracy %:2%; Operating Temperature Min:0°C; Operating Temperature Max:50°C; Product Range:-; SVHC:No SVHC (07-Jul-2017); Operating |  |  |  | 9V |  | LCD | Auto Off, Backlight, Hold, Min/Max |  |  | Battery, Case | Infrared |  | Not Applicable |  | Box | - |  |  | - |  | C°/F° |  |  |  |  | 3 | https://www.unikeyic.com/media/datasheet/df/64/35dd/df/39289ea41db77a631367a886bc222e7f.pdf | https://www.unikeyic.com/products/environmental-measuring-instruments-and-accessories/ir400/17777464.html
IR5 | Klein Tools | 1: 154.4846 5: 151.6757 10: 151.6757 20: 151.6757 | INFRARED THERMOMETER, -30 TO 400DEG C; |  |  |  | 9V |  | LCD, Dual | Auto Off, Backlight, Laser Sight, Min/Max/Dif/Ave |  |  | Battery, Case | Infrared |  | Not Applicable |  | Box | - |  |  | - |  | C°/F° | -22 ~ 752°F (-30 ~ 400°C) |  |  |  | 2 | https://www.unikeyic.com/media/datasheet/f6/01/0048/f6/86fcb1cfdaa2581000cf422abe7d43f9.pdf | https://www.unikeyic.com/products/environmental-measuring-instruments-and-accessories/ir5/15204572.html
IR608A | Amprobe | 1: 146.9507 | Portable Type、 0 ~ 750°F (-18 ~ 400°C) LCD C°/F° Backlight、keep |  |  |  | 9V |  | LCD | Backlight, Hold |  |  | Battery | Infrared |  | 1 (Unlimited) |  | Bulk | - |  |  | - |  | C°/F° | 0 ~ 750°F (-18 ~ 400°C) |  |  |  | 10 | https://www.unikeyic.com/media/datasheet/b0/a3/e57a/b0a3e57af04ddef45e0678fee488d35a.pdf | https://www.unikeyic.com/products/environmental-measuring-instruments-and-accessories/ir608a/731930205.html
JD 145 | INSTRUMENTS | 100: 0.1423 | Instruments Direct Test Strip, 100Piece Pack, For Analysis of Chlorine Value, Maximum measurement200ppm | [25 empty] | 169600 | https://www.unikeyic.com/media/about_us/Unikey_ISO_9001_Certification.pdf | https://www.unikeyic.com/products/environmental-measuring-instruments-and-accessories/jd-145/17027610.html
KTRIPODMINI | KESTREL | 1: 69.3591 | Kestrel Instrument Portable Tripod, For Kestrel Instrument | [25 empty] | 5 | https://www.unikeyic.com/media/about_us/Unikey_ISO_9001_Certification.pdf | https://www.unikeyic.com/products/environmental-measuring-instruments-and-accessories/ktripodmini/19813212.html
LM-120 | Beha-Amprobe | 1: 360.679 | LIGHT METER, AUTO; Measurement Max:200000lx; Resolution (lx):0.01lx; Accuracy %:3%; External Height:130mm; External Width:63mm; External Depth:38mm; Product Range:-; SVHC:No SVHC (15-Jun-2015) |  |  |  |  | LM-120 Beha-Amprobe | [20 empty] | 3 | https://www.unikeyic.com/media/datasheet/1b/91/a265/1b/beac3f425fff7e0f1ca76aebef64d271.pdf | https://www.unikeyic.com/products/environmental-measuring-instruments-and-accessories/lm-120/19207017.html
LM-120 | Amprobe | 1: 296.4933 5: 287.5982 | Amprobe LM-120 Light Meter | [7 empty] | Light |  | Battery, Manual |  |  | 1 (Unlimited) |  | Bulk |  | 1991430 |  | LM | [6 empty] | 10 | https://www.unikeyic.com/media/datasheet/8b/92/9090/8b929090fa381f5126c39807bd0c58fb.pdf | https://www.unikeyic.com/products/environmental-measuring-instruments-and-accessories/lm-120/731926580.html
LT300 | Extech Instruments | 1: 331.804 | LIGHT METER, 400000 LX, 5%; Measurement Max:400000lx; Resolution (lx):0.01lx; Accuracy %:5%; External Height:150mm; External Width:75mm; External Depth:40mm; Product Range:-; SVHC:No SVHC (07-Jul-2017) | [7 empty] | Light |  | Battery, Case, Cap, Holster, Sensor |  |  | Not Applicable |  | Box |  | 7786054 |  | - | [6 empty] | 5 | https://www.unikeyic.com/media/datasheet/80/ae/a339/80/c0060af800d7dfd2685a84d701db0a49.pdf | https://www.unikeyic.com/products/environmental-measuring-instruments-and-accessories/lt300/14412044.html
LT40 | Extech Instruments | 1: 155.6071 | LED LIGHT METER | [7 empty] | Light |  | Battery, Case, Cap |  |  | Not Applicable |  | Box |  |  |  | - | [6 empty] | 8 | https://www.unikeyic.com/media/datasheet/2a/92/56a3/2a/721cff2cea9ae1ad0e2492148aadfb08.pdf | https://www.unikeyic.com/products/environmental-measuring-instruments-and-accessories/lt40/14389854.html
LT45 | Extech Instruments | 1: 364.5028 | Extech LT45 Light Meter | [7 empty] | Light |  | Battery, Case, Cap |  |  | Not Applicable |  | Box |  |  |  | - | [6 empty] | 5 | https://www.unikeyic.com/media/datasheet/f9/04/6eda/f9/0de22520a6ee4021083053648243877a.pdf | https://www.unikeyic.com/products/environmental-measuring-instruments-and-accessories/lt45/19912880.html
LT505 | Extech Instruments | 1: 166.32 | Light include 、、 | [7 empty] | Light |  | Battery, Cover, Pouch |  |  | Not Applicable |  | Bulk |  |  |  | - | [6 empty] | 1 | https://www.unikeyic.com/media/datasheet/4f/ce/6627/4f/3ff328781089d92d1efe86fa4914f6a1.pdf | https://www.unikeyic.com/products/environmental-measuring-instruments-and-accessories/lt505/22078282.html
MD10 | Extech Instruments | 1: 26.6864 | Extech MD10 | [8 empty] | Electromagnetic Emission |  |  |  | Not Applicable |  | Box |  |  |  | - |  |  |  | Probe |  | 0.106 lb (48.08 g) | 61 | https://www.unikeyic.com/media/datasheet/3d/92/ee64/3d/2fb0560fa14f6a5e8137bc764ac97ee9.pdf | https://www.unikeyic.com/products/environmental-measuring-instruments-and-accessories/md10/20409606.html
MF100 | Extech Instruments | 1: 500.6187 | Extech MF100 | [7 empty] | Electromagnetic Fields (EMF), Extremely Low Frequency (ELF) |  | Battery, Case, Cap, Probe |  |  | Not Applicable |  | Box |  |  |  | - | [6 empty] | 9 | https://www.unikeyic.com/media/datasheet/56/29/e01c/56/3f5aecc8a3e3c6ef2a5bf8b6da37a8ee.pdf | https://www.unikeyic.com/products/environmental-measuring-instruments-and-accessories/mf100/17631176.html
MO-100 | Amprobe | 1: 1699.7472 | MILLIOHMMETER FIELD TESTING BATT | [8 empty] | Field Testing |  |  |  | 1 (Unlimited) |  | Bulk |  |  |  | - |  |  |  | Milliohmmeter |  | 3.3 lbs (1.5 kg) | 5 | https://www.unikeyic.com/media/datasheet/b5/6a/9a39/b56a9a39909f09b4047c497d1013913e.pdf | https://www.unikeyic.com/products/environmental-measuring-instruments-and-accessories/mo-100/731923465.html
MO230 | Extech Instruments | 1: 214.7719 | Extech MO230 Moisture Meter | [7 empty] | Humidity, Moisture |  | Battery, Cap, Replacement Pins |  |  | Not Applicable |  | Box |  |  |  | - | [6 empty] | 7 | https://www.unikeyic.com/media/datasheet/fa/8f/f19e/fa/4394e17cbdbd28b65fe42ccda3e76c7a.pdf | https://www.unikeyic.com/products/environmental-measuring-instruments-and-accessories/mo230/15562705.html
MO260 | Extech Instruments | 1: 441.72 | COMBINATION PIN/PINLESS MOISTURE | [7 empty] | Humidity, Moisture |  | Battery, Cap, Case, Replacement Pins |  |  | Not Applicable |  | Box |  |  |  | - | [6 empty] | 2 | https://www.unikeyic.com/media/pdf/HTMLDatasheet/extech-instruments/7f/a1/044b/mo260/2025/11/mo260-manual.pdf | https://www.unikeyic.com/products/environmental-measuring-instruments-and-accessories/mo260/16466093.html
MO280 | Extech Instruments | 1: 194.2698 | Extech MO280 Moisture Meter | [7 empty] | Humidity, Moisture |  | Battery, Case |  |  | Not Applicable |  | Box |  | 7786118 |  | - | [6 empty] | 2 | https://www.unikeyic.com/media/datasheet/06/b0/aaec/06/015b4b275d3ac56416de04ff5d875085.pdf | https://www.unikeyic.com/products/environmental-measuring-instruments-and-accessories/mo280/18540950.html
MO290 | Extech Instruments | 1: 850.608 | PSYCHROMETER/IR THERMOMETER, 0 TO 99.9%; | [7 empty] | Humidity, Temperature |  | Battery, Cable, Case, Probe |  |  | Not Applicable |  | Box |  |  |  | - | [6 empty] | 1 | https://www.unikeyic.com/media/datasheet/20/bf/1e00/20bf1e00be27dcc73b95ce554959bd84.pdf | https://www.unikeyic.com/products/environmental-measuring-instruments-and-accessories/mo290/16213856.html
MO57 | Extech Instruments | 1: 178.4182 | Extech MO57 Moisture Meter | [7 empty] | Humidity, Moisture |  | Battery, Strap |  |  | Not Applicable |  | Box |  | 9655175 |  | - | [6 empty] | 10 | https://www.unikeyic.com/media/datasheet/c3/e7/cc4c/c3/a3919c23e4b44d9b8f5504ca1c396583.pdf | https://www.unikeyic.com/products/environmental-measuring-instruments-and-accessories/mo57/17942832.html
MO750 | Extech Instruments | 1: 340.6973 | Extech MO750 Moisture Meter | [7 empty] | Humidity, Moisture |  | Battery, Cap |  |  | Not Applicable |  | Box |  | 7786521 |  | - | [6 empty] | 3 | https://www.unikeyic.com/media/datasheet/4f/f4/6042/4f/24e62223192a29e20d8dd774f67a53c7.pdf | https://www.unikeyic.com/products/environmental-measuring-instruments-and-accessories/mo750/17581871.html
MR02 | FLIR | 1: 46.6795 | Replacement Pin Probe for MR77 | [25 empty] | 2 | https://www.unikeyic.com/media/about_us/Unikey_ISO_9001_Certification.pdf | https://www.unikeyic.com/products/environmental-measuring-instruments-and-accessories/mr02/998878794.html
MR176 | FLIR | 1: 1921.104 5: 1921.104 | IMAGING MOISTURE METER, 0 TO 100RH, 0.1%; Moisture Content:0% to 100%; Resolution %:0.1%; Operating Temperature Min:0°C; Operating Temperature Max:50°C; External Height:-; External Depth:-; External Width:-; Product Rang |  | Commercial Grade | [9 empty] | 330mm*140mm*330mm |  | 0℃~50℃ | [11 empty] | 1 | https://www.unikeyic.com/media/about_us/Unikey_ISO_9001_Certification.pdf | https://www.unikeyic.com/products/environmental-measuring-instruments-and-accessories/mr176/998861526.html
MR60 | FLIR | 1: 719.653 | IMAGING MOISTURE METER, 0% TO 100%, 0.1%; Moisture Content:0% to 100%; Resolution %:0.1%; Operating Temperature Min:0°C; Operating Temperature Max:50°C; External Height:-; External Depth:-; External Width:-; Product Rang | [25 empty] | 3 | https://www.unikeyic.com/media/about_us/Unikey_ISO_9001_Certification.pdf | https://www.unikeyic.com/products/environmental-measuring-instruments-and-accessories/mr60/998867873.html
MR77 | FLIR | 1: 951.657 | The MR77 is a 5-in-1 moisture meter featuring an integrated pinless sensor, a remote pin-type probe, a relative humidity sensor, and an IR thermometer. |  | Commercial Grade | [9 empty] | 72mm*45mm*139mm |  | 0℃~50℃ | [11 empty] | 8 | https://www.unikeyic.com/media/about_us/Unikey_ISO_9001_Certification.pdf | https://www.unikeyic.com/products/environmental-measuring-instruments-and-accessories/mr77/998866694.html
NIT501 | INSTRUMENTS | 1: 28.1661 | Instruments Direct Test Strip, 50/Pack, Nitrite Analysis, Max 50ppm | [25 empty] | 1900 | https://www.unikeyic.com/media/about_us/Unikey_ISO_9001_Certification.pdf | https://www.unikeyic.com/products/environmental-measuring-instruments-and-accessories/nit501/21415397.html
NIT502 | INSTRUMENTS | 1: 23.9999 | Instruments Direct Test Paper, 50 Pcs, Nitrate Analysis, Max 500ppm | [25 empty] | 12050 | https://www.unikeyic.com/media/about_us/Unikey_ISO_9001_Certification.pdf | https://www.unikeyic.com/products/environmental-measuring-instruments-and-accessories/nit502/20617728.html
ORA 1SA | KERN & SOHN | 1: 181.3885 | Kern Refractometer, ORA 1SA Series, For Salt |  |  |  |  | ORA 1SA KERN & SOHN | [6 empty] | 40mm*4mm*4mm | [13 empty] | 11 | https://www.unikeyic.com/media/datasheet/5b/c4/3cf0/5b/acbb1a1d22f4286439f8746b979112a9.pdf | https://www.unikeyic.com/products/environmental-measuring-instruments-and-accessories/ora-1sa/16148934.html
ORA 1UA | KERN & SOHN | 1: 135.1681 | Kern Refractometer, ORA 1UAseries, Suitable for Industrial/car |  |  |  |  | ORA 1UA KERN & SOHN | [6 empty] | 160mm*4mm*4mm | [13 empty] | 11 | https://www.unikeyic.com/media/datasheet/4d/ce/aedd/4d/4c0e97aacb7299832d2e40af4d82cefe.pdf | https://www.unikeyic.com/products/environmental-measuring-instruments-and-accessories/ora-1ua/15526380.html
ORA 20BA | KERN & SOHN | 1: 179.5738 | Kern Refractometer, ORA 20BA Series, For Sugar |  |  |  |  | ORA 20BA KERN & SOHN | [20 empty] | 4 | https://www.unikeyic.com/media/datasheet/fd/3c/393b/fd/a54b17bd4e5281648a2033069bf7f7ef.pdf | https://www.unikeyic.com/products/environmental-measuring-instruments-and-accessories/ora-20ba/22467839.html
ORA 32BA | KERN & SOHN | 1: 179.5738 | Kern Refractometer, ORA 32BA Series, For Sugar |  |  |  |  | ORA 32BA KERN & SOHN | [6 empty] | 40mm*4mm*4mm | [13 empty] | 12 | https://www.unikeyic.com/media/datasheet/26/0c/9e28/26/b5b3c04f3f5b1852457cb00acd415292.pdf | https://www.unikeyic.com/products/environmental-measuring-instruments-and-accessories/ora-32ba/18090125.html
ORA 3SA | KERN & SOHN | 1: 163.2462 | Kern Refractometer ORA 3SA Series For Salt |  |  |  |  | ORA 3SA KERN & SOHN | [6 empty] | 40mm*4mm*4mm | [13 empty] | 3 | https://www.unikeyic.com/media/datasheet/05/8f/a5ce/05/73d20637ff09a98be94d9958c1c159c4.pdf | https://www.unikeyic.com/products/environmental-measuring-instruments-and-accessories/ora-3sa/15868090.html
ORA 4FA | KERN & SOHN | 1: 163.2462 | Kern Refractometer, ORA 4FAseries, Suitable for Industrial/car |  |  |  |  | ORA 4FA KERN & SOHN | [6 empty] | 160mm*4mm*4mm | [13 empty] | 21 | https://www.unikeyic.com/media/datasheet/05/d2/5b9b/05/85fd4a83634a551db50a3ae9ebd2239b.pdf | https://www.unikeyic.com/products/environmental-measuring-instruments-and-accessories/ora-4fa/21041834.html
ORA 4RR | KERN & SOHN | 1: 179.5738 | Kern Refractometer, ORA 4RR Series, For Expert Applications |  |  |  |  | ORA 4RR KERN & SOHN | [20 empty] | 2 | https://www.unikeyic.com/media/datasheet/dc/cd/31f5/dc/aa8e86ab2d4e2175fb3c9b349c0f28cd.pdf | https://www.unikeyic.com/products/environmental-measuring-instruments-and-accessories/ora-4rr/19574295.html
ORA 4UA | KERN & SOHN | 1: 188.1117 | Kern Refractometer, ORA 4UAseries, Suitable for Industrial/car |  |  |  |  | ORA 4UA KERN & SOHN | [20 empty] | 2 | https://www.unikeyic.com/media/datasheet/73/e4/2d23/73/b28f430095d2ea8ef9774550d3b5784c.pdf | https://www.unikeyic.com/products/environmental-measuring-instruments-and-accessories/ora-4ua/22431616.html
P01156302Z | Chauvin Arnoux | 1: 519.0345 | Chauvin Arnoux Moisture Meter, ca 847 Series, Max Humidity 100% RH |  | Commercial Grade |  |  | P01156302Z Chauvin Arnoux | [6 empty] | 195mm*60.5mm*38mm |  | 0℃~50℃ | [11 empty] | 4 | https://www.unikeyic.com/media/datasheet/c5/e6/0be5/c5/6d7bec8d2dca500c814711d6f2ffb8c7.pdf | https://www.unikeyic.com/products/environmental-measuring-instruments-and-accessories/p01156302z/15111041.html
P01651010 | Chauvin Arnoux | 1: 819.379 | INDOOR AIR QUALITY CO2-TEMP & HUMIDITY; |  |  |  |  | P01651010 Chauvin Arnoux | [6 empty] | 125mm*65.5mm*32mm |  | -10℃~60℃ | [11 empty] | 2 | https://www.unikeyic.com/media/datasheet/14/01/27e0/14/6944a57a208bc172faa2c4ec60a41138.pdf | https://www.unikeyic.com/products/environmental-measuring-instruments-and-accessories/p01651010/14057453.html
P772 | Global Specialties | 1: 62.4045 | include 、box、、、Solution | [7 empty] | Salt |  | Battery, Box, Manual, Screwdriver, Solution |  |  | Not Applicable |  | Box |  |  |  | Anaheim Scientific | [6 empty] | 1 | https://www.unikeyic.com/media/pdf/PCNObsolescenceEOL/te-connectivity/0d/2e/9752/4-641192-6/2025/11/DK-OBS-NOTICE.pdf | https://www.unikeyic.com/products/environmental-measuring-instruments-and-accessories/p772/21952401.html
PCE-423N | PCE Instruments | 1: 259.0596 | ENVIRONMENTAL METER | [7 empty] | Air Flow, Air Velocity, Temperature |  | Cable, Manual |  |  | Not Applicable |  | Case |  |  |  | - | [6 empty] | 4 | https://www.unikeyic.com/media/about_us/Unikey_ISO_9001_Certification.pdf | https://www.unikeyic.com/products/environmental-measuring-instruments-and-accessories/pce-423n/20188366.html
PCE-430-ICA | PCE Instruments | 1: 3019.5504 | Sonmetro PCE-430-ICA incl. certi | [25 empty] | 3 | https://www.unikeyic.com/media/about_us/Unikey_ISO_9001_Certification.pdf | https://www.unikeyic.com/products/environmental-measuring-instruments-and-accessories/pce-430-ica/15668824.html
PCE-555 | PCE Instruments | 1: 125.6904 | HANDHELD HUMIDITY METER PCE-555 | [7 empty] | Humidity, Temperature |  | Battery, Case, Manual |  |  | Not Applicable |  | Box |  | 14549386 |  | PCE | [6 empty] | 21 | https://www.unikeyic.com/media/about_us/Unikey_ISO_9001_Certification.pdf | https://www.unikeyic.com/products/environmental-measuring-instruments-and-accessories/pce-555/22180657.html
PCE-675 | PCE Instruments | 1: 113.1084 | THERMO HANDHELD GUN -58-1562F | [17 empty] | Bagged | [7 empty] | 6 | https://www.unikeyic.com/media/about_us/Unikey_ISO_9001_Certification.pdf | https://www.unikeyic.com/products/environmental-measuring-instruments-and-accessories/pce-675/16796535.html
PCE-AQD 10 | PCE Instruments | 1: 572.3568 | CO2 ANALYSER PCE-AQD 10 | [7 empty] | Carbon Dioxide, Humidity, Temperature |  | Adapter, Holder, Manual, Memory Card, Sensor |  |  | Not Applicable |  | Box |  |  |  | PCE | [6 empty] | 6 | https://www.unikeyic.com/media/about_us/Unikey_ISO_9001_Certification.pdf | https://www.unikeyic.com/products/environmental-measuring-instruments-and-accessories/pce-aqd-10/19937144.html
PCE-AQD 20 | PCE Instruments | 1: 1006.4304 | CO2 ANALYZER PCE-AQD 20 | [7 empty] | Carbon Dioxide, Humidity, Pressure, Temperature |  | Adapter, Battery, Manual, Memory Card |  |  | Not Applicable |  | Box |  | 14564691 |  | PCE | [6 empty] | 3 | https://www.unikeyic.com/media/about_us/Unikey_ISO_9001_Certification.pdf | https://www.unikeyic.com/products/environmental-measuring-instruments-and-accessories/pce-aqd-20/22263673.html
PCE-CM 41 | PCE Instruments | 1: 230.1264 | CONDUCTIVITY METER | [7 empty] | Conductivity, Salinity, TDS |  | Batteries (4), Manual |  |  | Not Applicable |  | Case |  | 15292527 |  | - | [6 empty] | 24 | https://www.unikeyic.com/media/about_us/Unikey_ISO_9001_Certification.pdf | https://www.unikeyic.com/products/environmental-measuring-instruments-and-accessories/pce-cm-41/18087758.html
PCE-DOM 20 | PCE Instruments | 1: 393.6924 | DISSOLVED OXYGEN METER | [7 empty] | Particles |  | Batteries (4), Electrolyte, Membrane, Manual, Probe |  |  | Not Applicable |  | Case |  |  |  | - | [6 empty] | 8 | https://www.unikeyic.com/media/about_us/Unikey_ISO_9001_Certification.pdf | https://www.unikeyic.com/products/environmental-measuring-instruments-and-accessories/pce-dom-20/18613819.html
PCE-EM 30 | PCE Instruments | 1: 2311.1892 | ELECTROMAGNETIC FIELD/EMF METER | [7 empty] | Electromagnetic Fields (EMF) |  | Battery, Case, Manual, Sensor |  |  | Not Applicable |  | Case |  | 15201146 |  | - | [6 empty] | 1 | https://www.unikeyic.com/media/pdf/HTMLDatasheet/pce-instruments/08/ab/fd98/pce-em-30/2025/11/pce-em-30.pdf | https://www.unikeyic.com/products/environmental-measuring-instruments-and-accessories/pce-em-30/17522674.html
PCE-EM 883 | PCE Instruments | 1: 280.4544 | SOUND LEVEL METER PCE-EM 883 | [7 empty] | Air Velocity, Humidity, Light, Sound, Temperature |  | Battery, Sensors, Wind Noise Suppressor |  |  | Not Applicable |  | Box |  |  |  | PCE | [6 empty] | 27 | https://www.unikeyic.com/media/about_us/Unikey_ISO_9001_Certification.pdf | https://www.unikeyic.com/products/environmental-measuring-instruments-and-accessories/pce-em-883/18169843.html
PCE-FST-200-201-U | PCE Instruments | 1: 241.4448 | AIR FLOW METER | [25 empty] | 1 | https://www.unikeyic.com/media/about_us/Unikey_ISO_9001_Certification.pdf | https://www.unikeyic.com/products/environmental-measuring-instruments-and-accessories/pce-fst-200-201-u/16143366.html
PCE-FWS20N | PCE Instruments | 1: 191.7086 | THERMO HANDHELD 32F-122F |  |  |  | AA |  | LED | Photos |  |  | Battery | - |  |  |  | Retail Package | - |  |  | PCE |  | C° | 32°F ~ 122°F (0°C ~ 50°C) |  |  |  | 75 | https://www.unikeyic.com/media/about_us/Unikey_ISO_9001_Certification.pdf | https://www.unikeyic.com/products/environmental-measuring-instruments-and-accessories/pce-fws20n/23041420.html
PCE-GA 10 | PCE Instruments | 1: 243.9612 | GAS DETECTOR | [7 empty] | Particles |  | Adapter, Manual |  |  | Not Applicable |  | Case |  | 15291775 |  | - | [6 empty] | 5 | https://www.unikeyic.com/media/about_us/Unikey_ISO_9001_Certification.pdf | https://www.unikeyic.com/products/environmental-measuring-instruments-and-accessories/pce-ga-10/16259180.html
PCE-GMM 10 | PCE Instruments | 1: 330.7824 | GRAIN MOISTURE METER | [7 empty] | Humidity, Moisture |  | Battery, Brush, Case, Manual, Screwdriver |  |  | Not Applicable |  | Case |  | 15289743 |  | - | [6 empty] | 5 | https://www.unikeyic.com/media/about_us/Unikey_ISO_9001_Certification.pdf | https://www.unikeyic.com/products/environmental-measuring-instruments-and-accessories/pce-gmm-10/18268980.html
PCE-HT 112 | PCE Instruments | 1: 147.0852 | ENVIRONMENTAL METER | [7 empty] | Humidity, Temperature |  | - |  |  | Not Applicable |  | Case |  | 15283631 |  | - | [6 empty] | 48 | https://www.unikeyic.com/media/about_us/Unikey_ISO_9001_Certification.pdf | https://www.unikeyic.com/products/environmental-measuring-instruments-and-accessories/pce-ht-112/21149983.html
PCE-HT 114 | PCE Instruments | 1: 174.9242 | RELATIVE HUMIDITY METER HT 114 | [7 empty] | Humidity, Temperature |  | Battery, Cable, Manual, Sensor, Software |  |  | Not Applicable |  | Box |  |  |  | PCE | [6 empty] | 47 | https://www.unikeyic.com/media/about_us/Unikey_ISO_9001_Certification.pdf | https://www.unikeyic.com/products/environmental-measuring-instruments-and-accessories/pce-ht-114/18008914.html
PCE-HVAC 3 | PCE Instruments | 1: 259.0596 | HANDHELD HUMIDITY METER HVAC 3 | [7 empty] | Humidity, Temperature |  | Battery, Case, Manual |  |  | Not Applicable |  | Box |  |  |  | PCE | [6 empty] | 3 | https://www.unikeyic.com/media/about_us/Unikey_ISO_9001_Certification.pdf | https://www.unikeyic.com/products/environmental-measuring-instruments-and-accessories/pce-hvac-3/18825417.html
PCE-IR 100 | PCE Instruments | 1: 113.1084 | THERMO HANDHELD CONT/NON-CONT |  |  |  | AAA (2) |  | - | - |  |  | - | Infrared |  | Not Applicable |  | Case | K | 15292039 |  | - |  | - | - |  |  |  | 29 | https://www.unikeyic.com/media/about_us/Unikey_ISO_9001_Certification.pdf | https://www.unikeyic.com/products/environmental-measuring-instruments-and-accessories/pce-ir-100/14305255.html
PCE-IR10 | PCE Instruments | 1: 612.36 | THERMO HANDHELD 104-1112F | [13 empty] | 40℃~600℃ | [11 empty] | 1 | https://www.unikeyic.com/media/about_us/Unikey_ISO_9001_Certification.pdf | https://www.unikeyic.com/products/environmental-measuring-instruments-and-accessories/pce-ir10/19972942.html
PCE-MFM 2400 | PCE Instruments | 1: 959.0385 | PRECISION GAUSSMETER MFM 2400 | [7 empty] | Electromagnetic Fields (EMF) |  | Bag, Battery, Manual |  |  | Not Applicable |  | Box |  | 13916756 |  | - | [6 empty] | 3 | https://www.unikeyic.com/media/about_us/Unikey_ISO_9001_Certification.pdf | https://www.unikeyic.com/products/environmental-measuring-instruments-and-accessories/pce-mfm-2400/20095756.html
PCE-MFM 3000 | PCE Instruments | 1: 508.2328 | GAUSS METER PCE-MFM 3000 | [7 empty] | Electromagnetic Fields (EMF) |  | Battery, Case, Manual, Sensor |  |  | Not Applicable |  | Box |  |  |  | - | [6 empty] | 20 | https://www.unikeyic.com/media/about_us/Unikey_ISO_9001_Certification.pdf | https://www.unikeyic.com/products/environmental-measuring-instruments-and-accessories/pce-mfm-3000/16190418.html
PCE-MFM 3500 | PCE Instruments | 1: 599.3534 | GAUSS METER PCE-MFM 3500 | [7 empty] | Electromagnetic Fields (EMF) |  | Bag, Battery, Manual, Power Supply, Probe, Software, USB Cable |  |  | Not Applicable |  | Box |  | 13999284 |  | - | [6 empty] | 2 | https://www.unikeyic.com/media/about_us/Unikey_ISO_9001_Certification.pdf | https://www.unikeyic.com/products/environmental-measuring-instruments-and-accessories/pce-mfm-3500/23259907.html
PCE-MPC 30 | PCE Instruments | 1: 1484.5464 | PARTICLE COUNTER PCE-MPC 30 | [7 empty] | Humidity, Temperature |  | Battery, Cable, Case, Charger, Filter, Tripod |  |  | Not Applicable |  | Box |  |  |  | PCE | [6 empty] | 2 | https://www.unikeyic.com/media/pdf/HTMLDatasheet/pce-instruments/37/e5/4d12/pce-mpc-30/2025/11/pce-mpc-30.pdf | https://www.unikeyic.com/products/environmental-measuring-instruments-and-accessories/pce-mpc-30/15161876.html
PCE-P05 | PCE Instruments | 1: 227.6774 | DIFFERENTIAL PRESSURE METER | [7 empty] | Pressure (Air) |  | Battery, Cable, Cover, Hose, Manual, Power Supply, Software |  |  | Not Applicable |  | Case |  | 15294484 |  | - | [6 empty] | 50 | https://www.unikeyic.com/media/about_us/Unikey_ISO_9001_Certification.pdf | https://www.unikeyic.com/products/environmental-measuring-instruments-and-accessories/pce-p05/19398727.html
PCE-P15 | PCE Instruments | 1+: 314.4204 | DIFFERENTIAL PRESSURE METER PCE- | [7 empty] | Pressure (Air) |  | Battery, Case, Cover, Manual |  |  | Not Applicable |  | Box |  |  |  | - | [6 empty] | 34 | https://www.unikeyic.com/media/about_us/Unikey_ISO_9001_Certification.pdf | https://www.unikeyic.com/products/environmental-measuring-instruments-and-accessories/pce-p15/16267524.html
PCE-P50 | PCE Instruments | 1: 358.4628 | DIFFERENTIAL PRESSURE METER P 50 | [7 empty] | Pressure (Air) |  | Battery, Case, Hose, Manual |  |  | Not Applicable |  | Case |  |  |  | PCE | [6 empty] | 33 | https://www.unikeyic.com/media/about_us/Unikey_ISO_9001_Certification.pdf | https://www.unikeyic.com/products/environmental-measuring-instruments-and-accessories/pce-p50/15775251.html
PCE-PDA 01L | PCE Instruments | 1: 1132.2504 | PRESSURE METER PCE-PDA 01L | [7 empty] | Air Flow, Air Velocity, Pressure, Temperature |  | Battery, Cable, Manual, Power Supply |  |  | Not Applicable |  | Box |  | 14309036 |  | - | [6 empty] | 3 | https://www.unikeyic.com/media/about_us/Unikey_ISO_9001_Certification.pdf | https://www.unikeyic.com/products/environmental-measuring-instruments-and-accessories/pce-pda-01l/14637555.html
PCE-PDA 100L | PCE Instruments | 1: 912.0708 | DIFFERENTIAL PRESSURE METER | [7 empty] | Air Flow, Air Velocity, Pressure, Temperature |  | Adapter, Battery, Cable, Manual |  |  | Not Applicable |  | Case |  |  |  | - | [6 empty] | 5 | https://www.unikeyic.com/media/datasheet/fa/cd/f67c/facdf67c211e00b853160d2e73999972.pdf | https://www.unikeyic.com/products/environmental-measuring-instruments-and-accessories/pce-pda-100l/18711908.html
PCE-PDA 1L | PCE Instruments | 1: 956.1024 | PRESSURE METER PCE-PDA 1L | [7 empty] | Air Flow, Air Velocity, Pressure, Temperature |  | Adapter, Battery, Cable, Manual |  |  | Not Applicable |  | Box |  | 14324121 |  | - | [6 empty] | 2 | https://www.unikeyic.com/media/about_us/Unikey_ISO_9001_Certification.pdf | https://www.unikeyic.com/products/environmental-measuring-instruments-and-accessories/pce-pda-1l/20697798.html
PCE-PDA A100L | PCE Instruments | 1: 1006.4304 | PRESSURE GAUGE | [7 empty] | Pressure (Air, Liquid) |  | Adapter, Battery, Cable, Manual |  |  | Not Applicable |  | Case |  |  |  | - | [6 empty] | 4 | https://www.unikeyic.com/media/pdf/HTMLDatasheet/pce-instruments/fb/0c/7a09/pce-pda-a100l/2025/11/pce-pda-a100l.pdf | https://www.unikeyic.com/products/environmental-measuring-instruments-and-accessories/pce-pda-a100l/22721864.html
PCE-PH 15 | PCE Instruments | 1: 75.3624 | PH METER | [7 empty] | Acidity, PH |  | Batteries (3), Manual, Screwdriver |  |  | Not Applicable |  | Case |  | 15288365 |  | - | [6 empty] | 28 | https://www.unikeyic.com/media/about_us/Unikey_ISO_9001_Certification.pdf | https://www.unikeyic.com/products/environmental-measuring-instruments-and-accessories/pce-ph-15/20101068.html
PCE-PH 18 | PCE Instruments | 1: 106.8228 | PH METER | [7 empty] | PH |  | Battery, Manual, Screwdriver |  |  | Not Applicable |  | Case |  |  |  | - | [6 empty] | 24 | https://www.unikeyic.com/media/datasheet/54/b1/e084/54b1e084f798a6b3535965b11e50ac3d.pdf | https://www.unikeyic.com/products/environmental-measuring-instruments-and-accessories/pce-ph-18/17714640.html
PCE-PH 22 | PCE Instruments | 1: 125.6904 | WATER PH METER PCE-PH 22 | [7 empty] | PH, Temperature |  | Battery, Calibration Certificate, Manual |  |  | Not Applicable |  | Box |  |  |  | PCE | [6 empty] | 38 | https://www.unikeyic.com/media/pdf/HTMLDatasheet/pce-instruments/68/df/ae95/pce-ph-22/2025/11/pce-ph-22.pdf | https://www.unikeyic.com/products/environmental-measuring-instruments-and-accessories/pce-ph-22/16467082.html
PCE-PH 26F | PCE Instruments | 1: 330.48 | pH Meter | [7 empty] | Acidity, PH |  | Batteries (2), Case, Manual |  |  | Not Applicable |  | Case |  |  |  | - | [6 empty] | 1 | https://www.unikeyic.com/media/about_us/Unikey_ISO_9001_Certification.pdf | https://www.unikeyic.com/products/environmental-measuring-instruments-and-accessories/pce-ph-26f/14239918.html
PCE-PH 30 | PCE Instruments | 1: 251.5104 | PH METER | [7 empty] | Acidity, PH |  | Batteries (4), Calibration Liquid, Electrodes, Solution, Strap |  |  | Not Applicable |  | Case |  | 15289849 |  | - | [6 empty] | 10 | https://www.unikeyic.com/media/about_us/Unikey_ISO_9001_Certification.pdf | https://www.unikeyic.com/products/environmental-measuring-instruments-and-accessories/pce-ph-30/23174106.html
PCE-PH17 | PCE Instruments | 1: 100.5264 | ENVIRONMENTAL METER | [7 empty] | PH, Temperature |  | Tester |  |  |  |  | Retail Package |  | 16818401 |  | PCE | [6 empty] | 21 | https://www.unikeyic.com/media/about_us/Unikey_ISO_9001_Certification.pdf | https://www.unikeyic.com/products/environmental-measuring-instruments-and-accessories/pce-ph17/17972115.html
PCE-PH23 | PCE Instruments | 1: 131.76 | Environmental PH Meter | [7 empty] | PH |  | Battery |  |  |  |  | Retail Package |  |  |  | PCE | [6 empty] | 5 | https://www.unikeyic.com/media/about_us/Unikey_ISO_9001_Certification.pdf | https://www.unikeyic.com/products/environmental-measuring-instruments-and-accessories/pce-ph23/22098865.html
PCE-PH25 | PCE Instruments | 1: 488.16 | Environmental Meter | [7 empty] | PH, Temperature |  | Battery, Sensor |  |  |  |  | Retail Package |  |  |  | PCE | [6 empty] | 5 | https://www.unikeyic.com/media/about_us/Unikey_ISO_9001_Certification.pdf | https://www.unikeyic.com/products/environmental-measuring-instruments-and-accessories/pce-ph25/21495881.html
PCE-PH28L | PCE Instruments | 1: 320.7168 | ENVIRONMENTAL PH METER | [7 empty] | PH |  | Tester |  |  |  |  | Retail Package |  |  |  | PCE | [6 empty] | 4 | https://www.unikeyic.com/media/about_us/Unikey_ISO_9001_Certification.pdf | https://www.unikeyic.com/products/environmental-measuring-instruments-and-accessories/pce-ph28l/18042932.html
PCE-PHD 1 | PCE Instruments | 1: 573.6096 | SALINITY METER PCE-PHD 1 | [7 empty] | Dissolved Oxygen, PH, Redox, Salt, Temperature |  | Battery, Electrode, Manual, Memory Card |  |  | Not Applicable |  | Box |  | 14565439 |  | PCE | [6 empty] | 49 | https://www.unikeyic.com/media/about_us/Unikey_ISO_9001_Certification.pdf | https://www.unikeyic.com/products/environmental-measuring-instruments-and-accessories/pce-phd-1/18082670.html
PCE-PHD 1-O2 | PCE Instruments | 1: 606.3228 | DISSOLVED OXYGEN METER | [7 empty] | PH, Salt |  | Battery |  |  |  |  | Retail Package |  |  |  | PCE | [6 empty] | 4 | https://www.unikeyic.com/media/about_us/Unikey_ISO_9001_Certification.pdf | https://www.unikeyic.com/products/environmental-measuring-instruments-and-accessories/pce-phd-1-o2/17790891.html
PCE-PHM 12 | PCE Instruments | 1: 87.9444 | PH METER | [7 empty] | Acidity, PH |  | Batteries (4), Bracket, Calibration Certificate, Cup, Electrode, Manual, Power Supply, Screwdriver |  |  | Not Applicable |  | Case |  |  |  | - | [6 empty] | 3 | https://www.unikeyic.com/media/about_us/Unikey_ISO_9001_Certification.pdf | https://www.unikeyic.com/products/environmental-measuring-instruments-and-accessories/pce-phm-12/22897028.html
PCE-PQC 10US | PCE Instruments | 1: 8501.76 | Particle Counter | [7 empty] | Humidity, Temperature |  | Calibration Certificate, Software |  |  | Not Applicable |  | Case |  |  |  | - | [6 empty] | 2 | https://www.unikeyic.com/media/about_us/Unikey_ISO_9001_Certification.pdf | https://www.unikeyic.com/products/environmental-measuring-instruments-and-accessories/pce-pqc-10us/17439521.html
PCE-PQC 15US | PCE Instruments | 1: 10028.88 | Particle Counter | [25 empty] | 2 | https://www.unikeyic.com/media/about_us/Unikey_ISO_9001_Certification.pdf | https://www.unikeyic.com/products/environmental-measuring-instruments-and-accessories/pce-pqc-15us/695101843.html
PCE-SDL 1-ICA | PCE Instruments | 1: 408.7908 | Sonmetro USB PCE-SDL 1-ICA incl. | [7 empty] | Sound |  | Battery, Bracket, Calibration Certificate, Manual, Software |  |  | Not Applicable |  | Case |  |  |  | - | [6 empty] | 30 | https://www.unikeyic.com/media/pdf/HTMLDatasheet/pce-instruments/71/30/2655/pce-sdl-1-ica/2025/11/pce-sdl-1-ica.pdf | https://www.unikeyic.com/products/environmental-measuring-instruments-and-accessories/pce-sdl-1-ica/14886631.html
PCE-SLT-TRM-24V | PCE Instruments | 1: 503.28 | Decibel Meter PCE-SLT-TRM-24V | [17 empty] | boxed | [7 empty] | 4 | https://www.unikeyic.com/media/about_us/Unikey_ISO_9001_Certification.pdf | https://www.unikeyic.com/products/environmental-measuring-instruments-and-accessories/pce-slt-trm-24v/26177883.html
PCE-SLT-TRM-ICA | PCE Instruments | 1: 558.5112 | Sonmetro PCE-SLT-TRM-ICA incl. c | [7 empty] | Sound |  | Calibration Certificate, Manual, Sensor |  |  | Not Applicable |  | Case |  |  |  | - | [6 empty] | 19 | https://www.unikeyic.com/media/pdf/HTMLDatasheet/pce-instruments/08/e7/6949/pce-slt-trm-ica/2025/11/pce-slt-trm.pdf | https://www.unikeyic.com/products/environmental-measuring-instruments-and-accessories/pce-slt-trm-ica/16545414.html
PCE-T 318 | PCE Instruments | 1: 138.24 | THERMO HANDHELD -148-572F DGTL |  |  |  | AAA (3) |  | LCD | Auto Off, Backlight, Hold, Min/Max/Ave |  |  | Battery, Manual, Sensors | Probe, RTD |  | Not Applicable |  | Box | RTD | 14617430 |  | - |  | C°/F° | -148 ~ 572°F (-100 ~ 300°C) |  |  |  | 2 | https://www.unikeyic.com/media/about_us/Unikey_ISO_9001_Certification.pdf | https://www.unikeyic.com/products/environmental-measuring-instruments-and-accessories/pce-t-318/22247230.html
PCE-T312N | PCE Instruments | 1: 125.6904 | THERMO HANDHELD 32-122F PROBE |  | Commercial Grade | [11 empty] | 0℃~50℃ | [11 empty] | 80 | https://www.unikeyic.com/media/about_us/Unikey_ISO_9001_Certification.pdf | https://www.unikeyic.com/products/environmental-measuring-instruments-and-accessories/pce-t312n/22180759.html
PCE-THB 40 | PCE Instruments | 1: 383.4 | Humidity Temp Datalogger THB 40 | [7 empty] | Humidity, Temperature |  | Battery, Manual, Memory Card |  |  | Not Applicable |  | Box |  |  |  | - | [6 empty] | 3 | https://www.unikeyic.com/media/about_us/Unikey_ISO_9001_Certification.pdf | https://www.unikeyic.com/products/environmental-measuring-instruments-and-accessories/pce-thb-40/22066283.html
PCE-UV34 | PCE Instruments | 1: 275.6357 | RADIATION METER UVA/UVB PCE-UV34 | [17 empty] | boxed | [7 empty] | 16 | https://www.unikeyic.com/media/about_us/Unikey_ISO_9001_Certification.pdf | https://www.unikeyic.com/products/environmental-measuring-instruments-and-accessories/pce-uv34/21380004.html
PCE-VM 20 | PCE Instruments | 1: 2447.0748 | VIBRATION ANALYZER | [7 empty] | Acceleration |  | Cable, Charger, Manual, Software |  |  | Not Applicable |  | Case |  | 15517628 |  | - | [6 empty] | 1 | https://www.unikeyic.com/media/about_us/Unikey_ISO_9001_Certification.pdf | https://www.unikeyic.com/products/environmental-measuring-instruments-and-accessories/pce-vm-20/22908327.html
PCE-WM1 | PCE Instruments | 1: 1292.0472 | HANDHELD HUMIDITY DETECTOR | [7 empty] | Humidity, Temperature |  | Battery |  |  | Not Applicable |  | Case |  | 15278001 |  | - | [6 empty] | 1 | https://www.unikeyic.com/media/pdf/HTMLDatasheet/pce-instruments/00/c6/3814/pce-wm1/2025/11/pce-wm1.pdf | https://www.unikeyic.com/products/environmental-measuring-instruments-and-accessories/pce-wm1/16822012.html
PCE-WMM 100 | PCE Instruments | 1: 1037.8908 | GAS DETECTOR | [7 empty] | Carbon Dioxide, Dissolved Oxygen |  | Adapter, Cable, Manual |  |  | Not Applicable |  | Case |  | 15200030 |  | - | [6 empty] | 5 | https://www.unikeyic.com/media/pdf/HTMLDatasheet/pce-instruments/9d/67/d550/pce-wmm-100/2025/11/pce-wmm-100.pdf | https://www.unikeyic.com/products/environmental-measuring-instruments-and-accessories/pce-wmm-100/20046991.html
PCE-WMM 50 | PCE Instruments | 1: 628.9704 | CO2 ANALYZER PCE-WMM 50 | [7 empty] | Carbon Dioxide |  | Manual |  |  | Not Applicable |  | Box |  | 14632417 |  | - | [6 empty] | 4 | https://www.unikeyic.com/media/about_us/Unikey_ISO_9001_Certification.pdf | https://www.unikeyic.com/products/environmental-measuring-instruments-and-accessories/pce-wmm-50/19950895.html
PCE-WP24 | PCE Instruments | 1: 914.5872 | WOOD MOISTURE METER | [7 empty] | Moisture |  | Battery, Case, Manual |  |  | Not Applicable |  | Case |  |  |  | - | [6 empty] | 3 | https://www.unikeyic.com/media/about_us/Unikey_ISO_9001_Certification.pdf | https://www.unikeyic.com/products/environmental-measuring-instruments-and-accessories/pce-wp24/18876660.html
PCE-WS V | PCE Instruments | 1: 239.667 | ANEMOMETER | [7 empty] | Wind Speed/Direction |  | Manual |  |  | Not Applicable |  | Case |  | 15295943 |  | - | [6 empty] | 29 | https://www.unikeyic.com/media/about_us/Unikey_ISO_9001_Certification.pdf | https://www.unikeyic.com/products/environmental-measuring-instruments-and-accessories/pce-ws-v/14416358.html
PCE-WSAC 50-320 | PCE Instruments | 1: 656.64 | Air Flow Meter | [7 empty] | Air Flow |  | Calibration Certificate, Manual |  |  | Not Applicable |  | Case |  | 15292758 |  | PCE | [6 empty] | 4 | https://www.unikeyic.com/media/about_us/Unikey_ISO_9001_Certification.pdf | https://www.unikeyic.com/products/environmental-measuring-instruments-and-accessories/pce-wsac-50-320/18907825.html
PCE-WSAC 50-910 | PCE Instruments | 1: 605.88 | Air Flow Meter | [7 empty] | Wind Speed/Direction |  | Calibration Certificate, Manual |  |  | Not Applicable |  | Case |  | 15516904 |  | - | [6 empty] | 2 | https://www.unikeyic.com/media/about_us/Unikey_ISO_9001_Certification.pdf | https://www.unikeyic.com/products/environmental-measuring-instruments-and-accessories/pce-wsac-50-910/16244058.html
PDT655 | UEi Test | 1: 36.0396 | THERMO POCKET -58-572F FOLDING |  |  |  | - |  | LCD | Auto Off, Backlight, Min/Max/Dif/Ave |  |  | Battery, Manual | Probe |  | Not Applicable |  | Box | T |  |  | - |  | C°/F° | -58 ~ 572°F (-50 ~ 300°C) |  |  |  | 499 | https://www.unikeyic.com/media/pdf/HTMLDatasheet/uei-test/8b/55/8ef2/pdt655/2025/11/pdt655.pdf | https://www.unikeyic.com/products/environmental-measuring-instruments-and-accessories/pdt655/19782619.html
PER100 | INSTRUMENTS | 1: 27.0072 | Instruments Direct Test Strips, 50ct, For H2O2 Analysis, Max 100ppm | [25 empty] | 28950 | https://www.unikeyic.com/media/about_us/Unikey_ISO_9001_Certification.pdf | https://www.unikeyic.com/products/environmental-measuring-instruments-and-accessories/per100/16598626.html
PG-100N-102R | NIDEC COMPONENTS CORPORATION | 1: 474.9128 5: 459.3418 10: 439.8782 50: 420.4146 | Digital Manometer Handheld, 1.5V |  |  | PG-100 |  |  |  |  | Pressure (Air) |  | Battery, Half Union, Barb Fitting |  |  | 1 (Unlimited) |  | Box |  | 2617072 |  | PG-100N | [6 empty] | 25000 | https://www.unikeyic.com/media/datasheet/5e/dc/282f/bf/22f01d686e5d5b264c59a03d96defc0b.pdf | https://www.unikeyic.com/products/environmental-measuring-instruments-and-accessories/pg-100n-102r/22550713.html
PG-35-102R-PR2 | NIDEC COMPONENTS CORPORATION | 1: 503.3346 5: 486.8319 10: 466.2034 50: 445.5749 |  |  |  | PG-35 |  |  |  |  | Pressure (Air, Liquid) |  | Cable |  |  | 1 (Unlimited) |  | Bulk |  | 7599319 |  | PG-35 | [6 empty] | 1000000 | https://www.unikeyic.com/media/datasheet/45/a9/b385/45/edfed752bbfb841eb3696a82393fa892.pdf | https://www.unikeyic.com/products/environmental-measuring-instruments-and-accessories/pg-35-102r-pr2/20634987.html
PH100 | Extech Instruments | 1: 133.9951 | 、PH include 、、、 | [7 empty] | Acidity, PH |  | Battery, Cap, Strap, Sample Cup |  |  | Not Applicable |  | Box |  |  |  | - | [6 empty] | 6 | https://www.unikeyic.com/media/datasheet/d2/e8/a7e6/d2/cb8f1a55240eb9652414468c404be7f1.pdf | https://www.unikeyic.com/products/environmental-measuring-instruments-and-accessories/ph100/16982383.html
PH110 | Extech Instruments | 1: 166.4124 | EXSTIK PH WATERPROOF/REFILLABLE | [7 empty] | Acidity, PH |  | Battery, Cap, Reference Junctions, Removal Tools, Sample Cup, Strap, Test Bottles |  |  | Not Applicable |  | Box |  | 7786140 |  | - | [6 empty] | 3 | https://www.unikeyic.com/media/pdf/HTMLDatasheet/extech-instruments/ab/bc/25dc/ph110/2025/11/ph110-datasheet.pdf | https://www.unikeyic.com/products/environmental-measuring-instruments-and-accessories/ph110/18711953.html
PH220-C | Extech Instruments | 1: 396.286 | PH METER, WATERPROOF PALM, 0 TO 14PH; |  |  | PH220 |  |  |  |  | Acidity, PH |  | Battery, Buffers, Holster, Meter |  |  | Not Applicable |  | Box |  | 7786530 |  | - | [6 empty] | 1 | https://www.unikeyic.com/media/datasheet/4f/44/28cf/4f/a18b81795af5c83940ea52e9af2b1e87.pdf | https://www.unikeyic.com/products/environmental-measuring-instruments-and-accessories/ph220-c/23207239.html
PH305 | Extech Instruments | 1: 97.61 | PH/ATC ELECTRODE FOR PH300, EC600, DO700 | PH Electrode | [7 empty] | DO700, EC600, PH300 |  |  |  | Not Applicable |  | Box |  |  |  | - | - | [5 empty] | 2 | https://www.unikeyic.com/media/datasheet/8a/12/9c25/8a/c1dea4ac9462d4880e7f0ddc11d19b95.pdf | https://www.unikeyic.com/products/environmental-measuring-instruments-and-accessories/ph305/16339388.html
PH90 | Extech Instruments | 1: 202.888 | WATERPROOF PH/TEMPERATURE METER, 0-14PH; pH Measuring Ranges:0pH to 14pH; Resolution (± pH):0.01; Accuracy (± pH):0.01; Sampling Time:-; Operating Temperature Min:-; Operating Temperature Max:-; Product Range:-; SVHC:No | [7 empty] | Acidity, PH |  | Battery, Cap, Electrode |  |  | Not Applicable |  | Box |  |  |  | - | [6 empty] | 1 | https://www.unikeyic.com/media/datasheet/73/a2/1b60/73/92efa57a40f9e7176453878d8854d421.pdf | https://www.unikeyic.com/products/environmental-measuring-instruments-and-accessories/ph90/15166805.html
PLT200KIT | WACHENDORFF | 1: 763.136 | LASER TACHOMETER KIT, PLT200; RPM Measuring Range:5RPM to 200000RPM; Accuracy %:0.01%; External Height:175.76mm; External Width:60.96mm; Sampling Time:-; Detecting Distance Max:25ft; External Depth:40.64mm; Operating Tem |  |  |  |  | PLT200KIT WACHENDORFF | [20 empty] | 17 | https://www.unikeyic.com/media/datasheet/ec/b1/1399/ec/818bf7e9adc6390c0c77c755653ee175.pdf | https://www.unikeyic.com/products/environmental-measuring-instruments-and-accessories/plt200kit/14173385.html
R2450SD-KIT5 | REED Instruments | 1: 787.32 | THERMO HANDHELD DATA LOGGING |  | Commercial Grade | [11 empty] | 0℃~50℃ | [11 empty] | 5 | https://www.unikeyic.com/media/about_us/Unikey_ISO_9001_Certification.pdf | https://www.unikeyic.com/products/environmental-measuring-instruments-and-accessories/r2450sd-kit5/15351121.html
R6013 | REED Instruments | 1: 81.3024 | Humidity、Humidity include (3)、 | [25 empty] | 17 | https://www.unikeyic.com/media/about_us/Unikey_ISO_9001_Certification.pdf | https://www.unikeyic.com/products/environmental-measuring-instruments-and-accessories/r6013/33509.html
R6030-NIST | REED Instruments | 1: 511.92 | Humidity、Temperature include 、、、、、USB |  |  |  |  | R6030-NIST REED Instruments | [20 empty] | 143 | https://www.unikeyic.com/media/datasheet/32/21/e6dc/3221e6dc0dd94adc193924d2469ec629.pdf | https://www.unikeyic.com/products/environmental-measuring-instruments-and-accessories/r6030-nist/16021494.html
R6050SD-KIT | REED Instruments | 1: 387.72 | () Humidity、Temperature include 、 | [25 empty] | 1 | https://www.unikeyic.com/media/about_us/Unikey_ISO_9001_Certification.pdf | https://www.unikeyic.com/products/environmental-measuring-instruments-and-accessories/r6050sd-kit/15090581.html
RE300 | Extech Instruments | 1: 166.9795 | Extech RE300 pH Meter | [7 empty] | Acidity, PH |  | Battery, Cap, Meter, Strap, Sample Cup |  |  | Not Applicable |  | Box |  |  |  | - | [6 empty] | 1 | https://www.unikeyic.com/media/pdf/HTMLDatasheet/extech-instruments/32/93/7567/re300/2025/11/re300-guide.pdf | https://www.unikeyic.com/products/environmental-measuring-instruments-and-accessories/re300/15897808.html
RH101 | Extech Instruments | 1: 245.6001 | Extech RH101 Thermohygrometer | [7 empty] | Humidity, Temperature |  | Battery, Case, Holster, Probe, Stand |  |  | Not Applicable |  | Box |  | 7786159 |  | - | [6 empty] | 2 | https://www.unikeyic.com/media/datasheet/ac/ea/f946/ac/de40936ef565b14f484f50945364e89e.pdf | https://www.unikeyic.com/products/environmental-measuring-instruments-and-accessories/rh101/14842370.html
RH200W | Extech Instruments | 1: 70.175 | WIRELESS HYGRO-THERMOMETER, 1% TO 99% RH; Humidity Range:1% to 99% Relative Humidity; Accuracy %:-; Resolution (°C):-; External Height:113mm; External Width:61mm; External Depth:39.5mm; Product Range:-; SVHC:No SVHC (07- |  |  | RH200 |  |  |  |  | Humidity, Temperature |  | Batteries, Transmitter |  |  | Not Applicable |  | Box |  | 9655176 |  | - | [6 empty] | 17 | https://www.unikeyic.com/media/datasheet/5b/c8/c0aa/5b/e03ace42bda277d592ff5b378480eaa0.pdf | https://www.unikeyic.com/products/environmental-measuring-instruments-and-accessories/rh200w/15477325.html
RH200W-T | Extech Instruments | 1: 61.4738 | Multi-Channel Wireless Hygro-Thermometer |  | Industrial |  |  | RH200W-T Extech Instruments | [6 empty] | 113mm*39.5mm*61mm |  | -40℃~60℃ |  |  |  | bulk | [7 empty] | 2 | https://www.unikeyic.com/media/datasheet/5b/c8/c0aa/5b/e03ace42bda277d592ff5b378480eaa0.pdf | https://www.unikeyic.com/products/environmental-measuring-instruments-and-accessories/rh200w-t/20482109.html
RH250W | Extech Instruments | 1: 177.8336 | HUMIDITY METER, 28 H X53 W X150 D; |  |  |  |  | RH250W Extech Instruments | [8 empty] | -10℃~60℃ |  |  |  | bulk | [7 empty] | 4 | https://www.unikeyic.com/media/datasheet/ae/a7/1d63/ae/069dead932d80591a5eb8ee81dc702ae.pdf | https://www.unikeyic.com/products/environmental-measuring-instruments-and-accessories/rh250w/15429590.html
RH300 | Extech Instruments | 1: 153.7312 | DIGITAL PSYCHROMETER, 10%-90%RH; Humidity Range:10% to 90% Relative Humidity; Accuracy %:3%; Resolution (°C):0.1°C; External Height:178.5mm; External Width:48.4mm; External Depth:24.7mm; Product Range:-; SVHC:No SVHC (15 | [7 empty] | Humidity, Temperature |  | Battery |  |  | Not Applicable |  | Box |  |  |  | - | [6 empty] | 1 | https://www.unikeyic.com/media/datasheet/3b/b5/dc8d/3b/a0a97273a3b8e9b1ccdcb05992e4ee7b.pdf | https://www.unikeyic.com/products/environmental-measuring-instruments-and-accessories/rh300/21699697.html
RH350 | Extech Instruments | 1: 179.6308 | Extech RH350 Data Logger | [7 empty] | Air Flow, Humidity, Temperature |  | Battery, Temperature Probe |  |  | Not Applicable |  | Box |  | 7786167 |  | - | [6 empty] | 1 | https://www.unikeyic.com/media/datasheet/c9/c8/77cf/c9/18e969457a1a7c073260860126cfc9ce.pdf | https://www.unikeyic.com/products/environmental-measuring-instruments-and-accessories/rh350/16927780.html
RH390 | Extech Instruments | 1: 243.0748 | Extech RH390 Psychrometer | [7 empty] | Humidity, Temperature |  | Battery, Case |  |  | Not Applicable |  | Box |  |  |  | - | [6 empty] | 8 | https://www.unikeyic.com/media/datasheet/6a/2f/cf07/6a/b004058bc9eacab30d969b840f21336d.pdf | https://www.unikeyic.com/products/environmental-measuring-instruments-and-accessories/rh390/18703057.html
RH550 | Extech Instruments | 1: 647.2802 | GRAPHICAL HUMIDITY/TEMPERATURE C |  |  |  |  | RH550 Extech Instruments | [12 empty] | bulk | [7 empty] | 15 | https://www.unikeyic.com/media/datasheet/df/cd/43f6/df/22438cf5cc188a6e9c3fcaf52421fad6.pdf | https://www.unikeyic.com/products/environmental-measuring-instruments-and-accessories/rh550/33048475.html
RHT10 | Extech Instruments | 1: 117.7851 | Humidity、Temperature include 、 | [7 empty] | Humidity, Temperature |  | Battery, Software |  |  | Not Applicable |  | Box |  |  |  | - | [6 empty] | 9 | https://www.unikeyic.com/media/datasheet/4a/05/c4bb/4a/f5b99f2a440296a6edd2213c919b1e2a.pdf | https://www.unikeyic.com/products/environmental-measuring-instruments-and-accessories/rht10/14828541.html
RHT20 | Extech Instruments | 1: 166.617 | Extech RHT20 Data Logger | [7 empty] | Humidity, Temperature |  | Battery, Lock, Software |  |  | Not Applicable |  | Box |  |  |  | - | [6 empty] | 15 | https://www.unikeyic.com/media/datasheet/4e/f4/6458/4e/bc1b1a5f81523f9884d6cb42e30c09eb.pdf | https://www.unikeyic.com/products/environmental-measuring-instruments-and-accessories/rht20/13949345.html
RHT30 | Extech Instruments | 1: 162.0165 | Extech RHT30 Data Logger | [7 empty] | Humidity, Temperature |  | Battery, Cap, Hanger, Wall Mounting Screw |  |  | Not Applicable |  | Box |  | 7786184 |  | - | [6 empty] | 19 | https://www.unikeyic.com/media/datasheet/7a/9e/cd62/7a/c6cb97c72efe06c85042fefe588fc8c8.pdf | https://www.unikeyic.com/products/environmental-measuring-instruments-and-accessories/rht30/20544383.html
RHT510 | Extech Instruments | 1: 181.0144 | HYGRO-THERMOMETER, 10 TO 95%RH; Humidity Range:10% to 95% Relative Humidity; Accuracy %:4%; Resolution (°C):0.1°C; External Height:153mm; External Width:58mm; External Depth:25mm; Product Range:-; SVHC:No SVHC (15-Jan-20 | [7 empty] | Humidity, Temperature |  | Battery, Probe, Strap |  |  | Not Applicable |  | Bulk |  |  |  | - | [6 empty] | 1 | https://www.unikeyic.com/media/datasheet/75/27/5b70/75/6793dc961b598df79c4b04b75c0863d7.pdf | https://www.unikeyic.com/products/environmental-measuring-instruments-and-accessories/rht510/18917085.html
RPM33 | Extech Instruments | 1: 347.512 | TACHOMETER, 0.05%, 500MM, 2RPM-99999RPM; RPM Measuring Range:2RPM to 99999RPM, 2RPM to 20000RPM; Accuracy %:0.05%; External Height:160mm; External Width:60mm; Sampling Time:0.5s; Detecting Distance Max:500mm; External De | [8 empty] | Rotating Systems |  |  |  | Not Applicable |  | Box |  |  |  | - |  |  |  | Tachometer |  | 0.333 lb (151.05 g) | 2 | https://www.unikeyic.com/media/datasheet/66/f8/a3ba/66/6dbc3f01c735b00926c4b37f3ac523ec.pdf | https://www.unikeyic.com/products/environmental-measuring-instruments-and-accessories/rpm33/21309632.html
SD200 | Extech Instruments | 1: 360.5763 | Temperature Datalogger, Easy PC Transfer for Analysis | [7 empty] | Humidity, Temperature |  | Adapter, Battery, Bracket, SD Card, Temperature Probes |  |  | Not Applicable |  | Box |  | 7786581 |  | - | [6 empty] | 2 | https://www.unikeyic.com/media/datasheet/b0/90/522a/b0/533bea0f980c7fccb8d74073a979d294.pdf | https://www.unikeyic.com/products/environmental-measuring-instruments-and-accessories/sd200/18037553.html
SD500 | Extech Instruments | 1: 564.652 | DATA LOGGER, TEMP/HUMIDITY, 1CH, LCD; | [7 empty] | Humidity, Temperature |  | Adapter, Battery, Bracket, SD Card |  |  | Not Applicable |  | Box |  |  |  | - | [6 empty] | 7 | https://www.unikeyic.com/media/datasheet/14/d3/90fa/14/ffba2bf697aa03a4ef430f007c109a10.pdf | https://www.unikeyic.com/products/environmental-measuring-instruments-and-accessories/sd500/14587509.html
SD700 | Extech Instruments | 1: 358.6616 | Extech SD700 Data Logger | [7 empty] | Humidity, Pressure (Air), Temperature |  | Adapter, Battery, SD Card |  |  | Not Applicable |  | Box |  |  |  | - | [6 empty] | 35 | https://www.unikeyic.com/media/datasheet/93/98/477c/93/40839d893755f50cd49f59de832fc6dd.pdf | https://www.unikeyic.com/products/environmental-measuring-instruments-and-accessories/sd700/15740247.html
SDL100 | Extech Instruments | 1: 424.9018 | Extech SDL100 pH Meter | [7 empty] | Acidity, PH |  | Battery, Buffers, Case, Probe, SD Card |  |  | Not Applicable |  | Box |  | 7786591 |  | - | [6 empty] | 3 | https://www.unikeyic.com/media/datasheet/55/16/1755/55/52029a3abd324ac4c491ff852adf8bb0.pdf | https://www.unikeyic.com/products/environmental-measuring-instruments-and-accessories/sdl100/16798103.html
SDL200 | Extech Instruments | 1: 506.52 | THERMO HANDHELD -4F-482F 4CHAN |  |  |  | AA |  | LCD | Auto Off, Data Logging, Hold, Min/Max, Record |  |  | Battery, Case, Probe, SD Card | Thermocouple (Multiple) |  | Not Applicable |  | Box | RTD | 7322799 |  | - |  | C°/F° | -4°F ~ 482°F (-20°C ~ 250°C) |  |  |  | 27 | https://www.unikeyic.com/media/datasheet/62/fb/d8c1/62/0673e15484325d538595e78a37a44b5e.pdf | https://www.unikeyic.com/products/environmental-measuring-instruments-and-accessories/sdl200/17853552.html
SDL300 | Extech Instruments | 1: 585.7881 | Thermo Anemometer Handheld | [7 empty] | Air Flow, Temperature |  | Battery, Cable, Case, SD Card, Sensor |  |  | Not Applicable |  | Box |  | 7786595 |  | - | [6 empty] | 1 | https://www.unikeyic.com/media/datasheet/df/82/ba01/df/348d29fa0500516c74a655a1acbea4cf.pdf | https://www.unikeyic.com/products/environmental-measuring-instruments-and-accessories/sdl300/19328032.html
SDL350 | Extech Instruments | 1: 689.8867 | Extech SDL350 Anemometer | [7 empty] | Air Flow, Temperature |  | Battery, Cable, Case, Probe, SD Card |  |  | Not Applicable |  | Box |  | 7786599 |  | - | [6 empty] | 1 | https://www.unikeyic.com/media/datasheet/4a/09/10a8/4a/cce55bb31b971c2b078e6539e1959ae2.pdf | https://www.unikeyic.com/products/environmental-measuring-instruments-and-accessories/sdl350/15757486.html
SDL400 | Extech Instruments | 1: 541.09 | LIGHT METER /DATALOGGER, 2000 TO 100KLUX; Measurement Max:100000lx; Resolution (lx):1lx; Accuracy %:4%; External Height:182mm; External Width:73mm; External Depth:47.5mm; Product Range:-; SVHC:No SVHC (20-Jun-2016) | [7 empty] | Light |  | Battery, Case, Cap, SD Card, Sensor |  |  | Not Applicable |  | Box |  | 7786601 |  | - | [6 empty] | 1 | https://www.unikeyic.com/media/datasheet/b2/76/4d7a/b2/e60ff00de78f8d84be139a0a5c420eb4.pdf | https://www.unikeyic.com/products/environmental-measuring-instruments-and-accessories/sdl400/20180174.html
SDL470 | Extech Instruments | 1: 1527.4548 | UVA/UVC LIGHT METER/DATALOGGER, 4%; Data Logger Type:UVA/UVC Light Meter; No. of Channels:-; Reading Capacity:99; Product Range:-; SVHC:No SVHC (20-Jun-2016) | [7 empty] | Light |  | Adapter, Battery, Case, SD Card |  |  | Not Applicable |  | Box |  |  |  | - | [6 empty] | 1 | https://www.unikeyic.com/media/datasheet/f8/90/1b57/f8/da6bdbe436a35c2afed6f230216caa5a.pdf | https://www.unikeyic.com/products/environmental-measuring-instruments-and-accessories/sdl470/20683228.html
SDL500 | Extech Instruments | 1: 556.8004 | Extech SDL500 Hygrometer | [7 empty] | Humidity, Temperature |  | Battery, Case, Probe, SD Card |  |  | Not Applicable |  | Box |  |  |  | - | [6 empty] | 2 | https://www.unikeyic.com/media/datasheet/7c/fb/cd17/7c/14f5316e7728c0bddc15e7116b819979.pdf | https://www.unikeyic.com/products/environmental-measuring-instruments-and-accessories/sdl500/15758655.html
SDL720 | Extech Instruments | 1: 518.2633 | Extech SDL720 Manometer | [7 empty] | Pressure (Air) |  | Adapter, Battery, Case, SD Card |  |  | Not Applicable |  | Box |  |  |  | SDL700 | [6 empty] | 4 | https://www.unikeyic.com/media/datasheet/21/c7/da73/21/db7020fd0de7370c6857c7610a093a0b.pdf | https://www.unikeyic.com/products/environmental-measuring-instruments-and-accessories/sdl720/21471287.html
SDL730 | Extech Instruments | 1: 518.2633 | Extech SDL730 Manometer | [7 empty] | Pressure (Air) |  | Adapter, Battery, Case, SD Card |  |  | Not Applicable |  | Box |  |  |  | SDL700 | [6 empty] | 1 | https://www.unikeyic.com/media/datasheet/21/c7/da73/21/db7020fd0de7370c6857c7610a093a0b.pdf | https://www.unikeyic.com/products/environmental-measuring-instruments-and-accessories/sdl730/16430594.html
SDL800 | Extech Instruments | 1: 1562.1444 | VIBRATION METER /DATALOGGER, 10HZ - 1KHZ; Data Logger Type:Vibration Meter; No. of Channels:-; Reading Capacity:20000000; Product Range:-; SVHC:No SVHC (20-Jun-2016) | [8 empty] | Condition Based Monitoring |  |  |  | Not Applicable |  | Box |  |  |  | - |  |  |  | Vibration Tester and Data Logger Recorder |  | 1.301 lb (590.0 g) | 4 | https://www.unikeyic.com/media/datasheet/98/67/942a/98/6db91d80c79ed7be67d388d7fba9759d.pdf | https://www.unikeyic.com/products/environmental-measuring-instruments-and-accessories/sdl800/20000122.html
SDL900 | Extech Instruments | 1: 689.8867 | Extech SDL900 Data Logger | [7 empty] | Electromagnetic Fields (EMF), Extremely Low Frequency (ELF) |  | Adapter, Battery, Case, Probe, SD Card |  |  | Not Applicable |  | Box |  |  |  | - | [6 empty] | 2 | https://www.unikeyic.com/media/datasheet/3a/cf/765d/3a/78c93f576e0fc7f9a27273902b572d27.pdf | https://www.unikeyic.com/products/environmental-measuring-instruments-and-accessories/sdl900/14375562.html
SE-330-03-00 | Littelfuse | 1: 6156.984 | Neutral-Grounding-Resistor Monitor | [6 empty] | Harmonic Filtering, Manual Reset | [5 empty] | Not Applicable |  | Bulk |  |  |  | SE-330 |  |  |  |  | 120/240VAC/DC | - | 25 | https://www.unikeyic.com/media/datasheet/93/28/961d/93/c06d38d246fd906156d7b3c7b9b80c49.pdf | https://www.unikeyic.com/products/environmental-measuring-instruments-and-accessories/se-330-03-00/30000782.html
SE-330-03-01 | Littelfuse |  | NGR MONITOR NC ETHERNET | [6 empty] | Harmonic Filtering, Manual Reset | [5 empty] | Not Applicable |  | Bulk |  | 5234817 |  | SE-330 |  |  |  |  | 120/240VAC/DC | - |  | https://www.unikeyic.com/media/datasheet/9f/6a/2fc9/9f/6a658415907bcfe0f25cb92fda93f05d.pdf | https://www.unikeyic.com/products/environmental-measuring-instruments-and-accessories/se-330-03-01/825180.html
SE-330-20-00 | Littelfuse | 1: 4745.3404 | Neutral-Grounding-Resistor Monitor | [6 empty] | Harmonic Filtering, Manual Reset | [5 empty] | Not Applicable |  | Bulk |  |  |  | SE-330 |  |  |  |  | 48VDC | - | 1 | https://www.unikeyic.com/media/datasheet/8d/cb/d1ba/8d/020b0ffee9dedb508c0c5b5234638a39.pdf | https://www.unikeyic.com/products/environmental-measuring-instruments-and-accessories/se-330-20-00/407624.html
SE-330-SMA | Littelfuse | 1: 366.2701 10: 345.533 | Neutral-Grounding-Resistor Monitor | Adapter | [7 empty] | - |  |  |  | Not Applicable |  | Bulk |  |  |  | SE-330 | [6 empty] | 3 | https://www.unikeyic.com/media/datasheet/0e/c3/81f8/0e/6a5e5e932cf7e527eceda896800be889.pdf | https://www.unikeyic.com/products/environmental-measuring-instruments-and-accessories/se-330-sma/16161105.html
SEN0451 | DFROBOT | 1: 204.9817 50: 197.0978 100: 189.2138 | PT1000 Temperature Sensor Development Board | [7 empty] | Conductivity |  | Conductivity Probe, Conversion Board, Nylon Pillar, Screw, Sensor Cable |  |  | 1 (Unlimited) |  | Bulk |  | 16678684 |  | - | [6 empty] | 200 | https://www.unikeyic.com/media/about_us/Unikey_ISO_9001_Certification.pdf | https://www.unikeyic.com/products/environmental-measuring-instruments-and-accessories/sen0451/15932518.html
SL130W | Extech Instruments | 1: 321.1828 | Extech SL130W Sound Level Meter |  |  | SL130 |  |  |  |  | Sound |  | Adapter |  |  | Not Applicable |  | Box |  |  |  | - | [6 empty] | 3 | https://www.unikeyic.com/media/datasheet/12/a6/9ec5/12/f63ef91e58da12ba968bc87a8d9af2d8.pdf | https://www.unikeyic.com/products/environmental-measuring-instruments-and-accessories/sl130w/16014557.html
SL400 | Extech Instruments | 1: 1569.7584 | Personal Noise Dosimeter Handheld 9V | [7 empty] | Sound |  | - |  |  | Not Applicable |  | Box |  |  |  | - | [6 empty] | 1 | https://www.unikeyic.com/media/datasheet/47/61/88ee/47/d97080ebd9e53a38522a9ba83efd3a2c.pdf | https://www.unikeyic.com/products/environmental-measuring-instruments-and-accessories/sl400/18381023.html
SL510 | Extech Instruments | 1: 204.2331 | ／ include 、、 | [7 empty] | Sound |  | Battery, Microphone, Strap |  |  | Not Applicable |  | Bulk |  |  |  | - | [6 empty] | 10 | https://www.unikeyic.com/media/datasheet/b0/88/b0fc/b088b0fcfcd739b5933a7aaffc0953c6.pdf | https://www.unikeyic.com/products/environmental-measuring-instruments-and-accessories/sl510/17517731.html
SP505 | Extech Instruments | 1: 239.1536 | POCKET SOLAR POWER METER, 3999 W/M2; Measurement Max:-; Resolution (lx):-; Accuracy %:-; External Height:108mm; External Width:48mm; External Depth:23mm; Product Range:-; SVHC:No SVHC (15-Jan-2019) | [7 empty] | Light |  | Battery, Pouch |  |  | Not Applicable |  | Bulk |  | 9445930 |  | - | [6 empty] | 1 | https://www.unikeyic.com/media/datasheet/15/72/525a/15/d516ff72e0f9c0f6aeba2639c8ab5d70.pdf | https://www.unikeyic.com/products/environmental-measuring-instruments-and-accessories/sp505/23132906.html
STW515 | Extech Instruments | 1: 52.6875 | STOPWATCH/CLK W/BACKLIT DISPLAY, 12/24HR; Meter Range:-; Counting Speed:-; Accuracy %:-; External Height:77mm; External Width:-; External Depth:19mm; Product Range:-; SVHC:No SVHC (15-Jan-2019) | [7 empty] | Time |  | Battery, Strap |  |  | 1 (Unlimited) |  | Box |  |  |  | - | [6 empty] | 40 | https://www.unikeyic.com/media/datasheet/72/49/00ff/72/4e8f961ea6ba1ab3916dc2e5caf87e8b.pdf | https://www.unikeyic.com/products/environmental-measuring-instruments-and-accessories/stw515/15007389.html
SUL100 | INSTRUMENTS | 1: 23.0904 | Instruments Direct Test Paper, 50 Sheets, Sulfite Analysis, Max 500ppm |  |  |  |  | SUL100 INSTRUMENTS | [20 empty] | 9800 | https://www.unikeyic.com/media/datasheet/dd/10/eb9d/dd/9006599e377e466d42e56a737d6381b4.pdf | https://www.unikeyic.com/products/environmental-measuring-instruments-and-accessories/sul100/20021640.html
SW600 | REED Instruments | 1: 23.5369 | DIGITAL STOPWATCH | [25 empty] | 1191 | https://www.unikeyic.com/media/about_us/Unikey_ISO_9001_Certification.pdf | https://www.unikeyic.com/products/environmental-measuring-instruments-and-accessories/sw600/23189557.html
T3442 10 | Carl Kammerling | 1: 10.45 6: 10.032 12: 9.3632 | TAPE MEASURE, SOFTECH, 3M; Tape Measure Type:Manual; Measuring Range Max:3.048m; Blade Width:-; Case Colour:-; Product Range:-; SVHC:No SVHC (15-Jan-2019); Tool Body Material:Acrylonitrile Butadiene Styrene (ABS) | [25 empty] | 39 | https://www.unikeyic.com/media/about_us/Unikey_ISO_9001_Certification.pdf | https://www.unikeyic.com/products/environmental-measuring-instruments-and-accessories/t3442-10/20155378.html
T3447 16 | Carl Kammerling | 1: 22.0976 6: 22.0976 12: 22.0976 | TAPE MEASURE, AUTO LOCK, 5M, 25MM; Tape Measure Type:Manual; Measuring Range Max:5m; Blade Width:25mm; Case Colour:-; Product Range:-; SVHC:No SVHC (15-Jan-2019) |  |  |  |  | T3447 16 Carl Kammerling | [20 empty] | 4 | https://www.unikeyic.com/media/datasheet/81/aa/c9ba/81/b124f2094a5dadfbbcc66370e46008ba.pdf | https://www.unikeyic.com/products/environmental-measuring-instruments-and-accessories/t3447-16/17688799.html
T3451 | Carl Kammerling | 1: 21.132 6: 19.7232 12: 19.7232 | VERNIER CALIPER, 180MM; Instrument Type:Vernier Caliper; Measuring Range Max:125mm; Resolution:-; Graduations:-; Product Range:-; SVHC:No SVHC (15-Jan-2019) | [25 empty] | 10 | https://www.unikeyic.com/media/about_us/Unikey_ISO_9001_Certification.pdf | https://www.unikeyic.com/products/environmental-measuring-instruments-and-accessories/t3451/19295028.html
T3482 | Carl Kammerling | 1: 33.9024 6: 33.297 12: 33.297 | SPIRIT LEVEL, POCKET; Overall Length:210mm; Product Range:-; SVHC:No SVHC (15-Jan-2019); Accuracy:1mm; Length:210mm; Material:ABS Plastic; Tool Body Material:Plastic |  |  |  |  | T3482 Carl Kammerling | [20 empty] | 8 | https://www.unikeyic.com/media/datasheet/13/ce/11d9/13/4c5400d61ad130d98ca8835895513276.pdf | https://www.unikeyic.com/products/environmental-measuring-instruments-and-accessories/t3482/16354433.html
T3530 12 | Carl Kammerling | 1: 24.528 6: 24.528 12: 24.528 | RULE, STEEL, 300MM / 12"; Length:300mm; Width:27mm; Graduations:0.5mm, 1mm, 1/16", 1/32", 1/64"; Tool Body Material:Steel; Product Range:-; SVHC:No SVHC (15-Jan-2019); Material:Stainless Steel |  |  |  |  | T3530 12 Carl Kammerling | [6 empty] | 300mm(Length) | [13 empty] | 31 | https://www.unikeyic.com/media/datasheet/41/0d/f7d1/41/13b6f91206c5f72277696094356d7202.pdf | https://www.unikeyic.com/products/environmental-measuring-instruments-and-accessories/t3530-12/16800649.html
T3531 100 | Carl Kammerling | 1: 46.8272 6: 45.991 12: 45.991 | RULER, STEEL, 1M; Length:1000mm; Width:-; Graduations:-; Tool Body Material:Steel; Product Range:-; SVHC:No SVHC (15-Jan-2019); Length, Imperial:40"; Material:Aluminium; Total Length - Metric:1000mm |  |  |  |  | T3531 100 Carl Kammerling | [20 empty] | 6 | https://www.unikeyic.com/media/datasheet/8d/32/295a/8d/5d2dfcb1f769f0e7bbfd1f7aa297abce.pdf | https://www.unikeyic.com/products/environmental-measuring-instruments-and-accessories/t3531-100/18555746.html
TB400 | Extech Instruments | 1: 1309.0248 | TURBIDITY METER, PORTABLE, 0 TO 50DEG C; | [7 empty] | Water Quality |  | Battery, Case, Cloth, Solution, Test Bottles |  |  | Not Applicable |  | Box |  | 7786621 |  | - | [6 empty] | 1 | https://www.unikeyic.com/media/datasheet/96/c9/91aa/96/f9cbd0d8eafd09f8e02a98e4fa0eaedd.pdf | https://www.unikeyic.com/products/environmental-measuring-instruments-and-accessories/tb400/16355666.html
TD 225-0.1US | SAUTER | 1: 708.0117 | Sauter Thickness Gauge, digital display, Measurable up to225mm, 0.1 mmresolution, accuracy±0.5% | [11 empty] | 120mm*62mm*30mm | [13 empty] | 13 | https://www.unikeyic.com/media/about_us/Unikey_ISO_9001_Certification.pdf | https://www.unikeyic.com/products/environmental-measuring-instruments-and-accessories/td-225-0-1us/21189570.html
TE 1250-0.1F | SAUTER | 1: 705.9432 | Sauter Thickness Gauge, LCD Display, Max 100μm, 0.1μm/1μm Resolution, Accuracy 3% |  | Commercial Grade | [9 empty] | 131mm*65mm*28mm |  | 0℃~50℃ | [11 empty] | 3 | https://www.unikeyic.com/media/about_us/Unikey_ISO_9001_Certification.pdf | https://www.unikeyic.com/products/environmental-measuring-instruments-and-accessories/te-1250-0-1f/18054521.html
TE 1250-0.1FN | SAUTER | 1: 904.2944 | Sauter Thickness Tester, LCDdisplay, Measurable up to100μm, 0.1 μm、1 μmresolution, accuracy3 % |  | Commercial Grade | [9 empty] | 131mm*65mm*28mm |  | 0℃~50℃ | [11 empty] | 7 | https://www.unikeyic.com/media/about_us/Unikey_ISO_9001_Certification.pdf | https://www.unikeyic.com/products/environmental-measuring-instruments-and-accessories/te-1250-0-1fn/18466936.html
TESTO 608-H1 | TESTO | 1: 129.3488 | HYGROMETER, 10% TO 95%, 3% ACCURACY; Humidity Range:10% to 95% Relative Humidity; Accuracy %:3%; Resolution (°C):0.1°C; External Height:111mm; External Width:90mm; External Depth:40mm; Product Range:-; Battery Lifetime:8 | [25 empty] | 31 | https://www.unikeyic.com/media/about_us/Unikey_ISO_9001_Certification.pdf | https://www.unikeyic.com/products/environmental-measuring-instruments-and-accessories/testo-608-h1/999663165.html
TH10 | Extech Instruments | 1: 82.7125 | Extech TH10 Data Logger | [7 empty] | Temperature (Non-Contact) |  | Battery, Software |  |  | Not Applicable |  | Box |  | 7322803 |  | - | [6 empty] | 4 | https://www.unikeyic.com/media/datasheet/e8/e3/fc41/e8/4dc5a5beb02979dcb0e550895572949c.pdf | https://www.unikeyic.com/products/environmental-measuring-instruments-and-accessories/th10/16799462.html
TH30 | Extech Instruments | 1: 127.842 5: 127.842 10: 127.842 | USB DUAL TEMP DATALOGGER, 48000; Data Logger Type:USB Temperature; No. of Channels:-; Reading Capacity:48000; Product Range:-; SVHC:No SVHC (07-Jul-2017) | [7 empty] | Humidity, Temperature |  | Battery, Cap, Probe |  |  | Not Applicable |  | Box |  |  |  | - | [6 empty] | 29 | https://www.unikeyic.com/media/datasheet/07/e1/5ee1/07/1a5b9aa6bec7fa132f4f1f254045fbb9.pdf | https://www.unikeyic.com/products/environmental-measuring-instruments-and-accessories/th30/18955502.html
TI220 | Klein Tools | 1: 350.8164 | THERMAL IMAGER FOR ANDROID | [12 empty] | Not Applicable |  | Bulk |  |  |  | - | [6 empty] | 2 | https://www.unikeyic.com/media/about_us/Unikey_ISO_9001_Certification.pdf | https://www.unikeyic.com/products/environmental-measuring-instruments-and-accessories/ti220/20474851.html
TI222 | Klein Tools | 1: 399.1256 | Klein Tools TI222 Thermal Imaging Camera | [7 empty] | Temperature (Non-Contact) |  | Case |  |  | Not Applicable |  | Bulk |  |  |  | - | [6 empty] | 3 | https://www.unikeyic.com/media/about_us/Unikey_ISO_9001_Certification.pdf | https://www.unikeyic.com/products/environmental-measuring-instruments-and-accessories/ti222/14362372.html
TI250 | Klein Tools | 1: 768.878 | THERMAL IMAGER, 9HZ, 50DEG X 50DEG/0.06K; | [7 empty] | Temperature (Non-Contact) |  | Cable, Pouch |  |  | Not Applicable |  | Bulk |  |  |  | - | [6 empty] | 1 | https://www.unikeyic.com/media/about_us/Unikey_ISO_9001_Certification.pdf | https://www.unikeyic.com/products/environmental-measuring-instruments-and-accessories/ti250/21285503.html
TKG100 | Extech Instruments | 1: 2302.2521 | Extech TKG100 Thickness Gauge | [8 empty] | - |  |  |  | Not Applicable |  | Box |  |  |  | - |  |  |  | Thickness Tester/Gauge |  | - | 4 | https://www.unikeyic.com/media/datasheet/8d/a8/eedc/8d/eeddc57de11ae8053c31c22830c833bf.pdf | https://www.unikeyic.com/products/environmental-measuring-instruments-and-accessories/tkg100/19480076.html
TM100 | Extech Instruments | 1: 142.8896 | Extech TM100 Thermometer |  |  |  | 9V |  | LCD | Auto Off, Backlight, Hold, Min/Max/Ave |  |  | Battery | Probe |  | Not Applicable |  | Box | J, K |  |  | - |  | C°/F°/K° | - |  |  |  | 5 | https://www.unikeyic.com/media/datasheet/71/72/6387/71/a7702f98873170829594aac47b0b0068.pdf | https://www.unikeyic.com/products/environmental-measuring-instruments-and-accessories/tm100/18142451.html
TM20 | Extech Instruments | 1: 31.4445 | Extech TM20 Digital Thermometer |  |  |  | Coin |  | LCD | Alarm, Hold, Min/Max |  |  | Battery, Probe | Probe |  | Not Applicable |  | Box | - |  |  | TM |  | C°/F° | -40 ~ 150°F (-40 ~ 70°C) |  |  |  | 162 | https://www.unikeyic.com/media/datasheet/66/0d/f03e/66/cfa73ea5f113628a690e8b39ef9d6341.pdf | https://www.unikeyic.com/products/environmental-measuring-instruments-and-accessories/tm20/13886639.html
TMA40-A | Amprobe | 1: 683.3831 | ANEMOMETER TEMP RH TESTER W/USB | [7 empty] | Air Flow, Humidity, Temperature |  | Battery, Case, Manual |  |  | 1 (Unlimited) |  | Bulk |  | 4692515 |  | TMA | [6 empty] | 1 | https://www.unikeyic.com/media/pdf/HTMLDatasheet/amprobe/bc/f4/4a49/tma40-a/2025/11/tma40-a-data-sheet.pdf | https://www.unikeyic.com/products/environmental-measuring-instruments-and-accessories/tma40-a/731921044.html
UR48481A | WACHENDORFF | 1: 193.7823 | Wachendorff PID Controller, UR4848xA Series, 24-230V AC/DC, Analog/Relay/SSR Output, 48mm x 48mm |  | Commercial Grade | [9 empty] | 48mm(Length)*48mm(width) |  | 0℃~45℃ | [11 empty] | 66 | https://www.unikeyic.com/media/about_us/Unikey_ISO_9001_Certification.pdf | https://www.unikeyic.com/products/environmental-measuring-instruments-and-accessories/ur48481a/17629894.html
UV505 | Extech Instruments | 1: 338.47 | UV-AB LIGHT METER, 1 TO 3999 UW/CM2; Measurement Max:-; Resolution (lx):-; Accuracy %:-; External Height:133mm; External Width:48mm; External Depth:23mm; Product Range:-; SVHC:No SVHC (15-Jan-2019) | [7 empty] | Light |  | Battery, Pouch |  |  | Not Applicable |  | Bulk |  |  |  | - | [6 empty] | 2 | https://www.unikeyic.com/media/datasheet/c8/53/9a46/c8/10aa3706fd430894f434d48405e9f703.pdf | https://www.unikeyic.com/products/environmental-measuring-instruments-and-accessories/uv505/14312856.html
UV510 | Extech Instruments | 1: 314.4288 | UVA LIGHT METER, 320-390NM; Measurement Max:-; Resolution (lx):-; Accuracy %:4%; External Height:141mm; External Width:58mm; External Depth:25mm; Product Range:-; SVHC:No SVHC (15-Jan-2019) | [7 empty] | Light |  | Battery, Cover, Strap |  |  | Not Applicable |  | Bulk |  |  |  | - | [6 empty] | 1 | https://www.unikeyic.com/media/datasheet/9b/e4/725c/9b/c1b70f72227cd5387f60684d3feec8c5.pdf | https://www.unikeyic.com/products/environmental-measuring-instruments-and-accessories/uv510/14965500.html
VB400 | Extech Instruments | 1: 945.076 | PEN VIBRATION METER, 20.39G, 200MM/S; | [8 empty] | Condition Based Monitoring |  |  |  | Not Applicable |  | Box |  |  |  | - |  |  |  | Vibration Tester |  | 0.529 lb (240.00 g) | 1 | https://www.unikeyic.com/media/datasheet/72/6e/7f3d/72/946be1d91ca5a31fae0d3e9606b6ce8b.pdf | https://www.unikeyic.com/products/environmental-measuring-instruments-and-accessories/vb400/17543752.html
VB450 | Extech Instruments | 1: 1074.821 | Handheld Vibration Meter 9V | [8 empty] | Condition Based Monitoring |  |  |  | Not Applicable |  | Box |  | 7786217 |  | - |  |  |  | Vibration Tester |  | 0.507 lb (229.97 g) | 7 | https://www.unikeyic.com/media/datasheet/45/fa/9f77/45/4fc7ceb06779a167072eb3788578e14c.pdf | https://www.unikeyic.com/products/environmental-measuring-instruments-and-accessories/vb450/17407426.html
VFM200 | Extech Instruments | 1: 555.929 | VOC/FORMALDEHYDE METER, 0-9.99PPM/0-5PPM; | [7 empty] | Formaldehyde, VOC |  | Adapter, Battery |  |  | Not Applicable |  | Box |  | 7786221 |  | - | [6 empty] | 3 | https://www.unikeyic.com/media/datasheet/3a/b4/e07a/3a/c0a35ff7d19c1baddd65f2f73eba494d.pdf | https://www.unikeyic.com/products/environmental-measuring-instruments-and-accessories/vfm200/16932019.html
VPC300 | Extech Instruments | 1: 3195.9252 | Video Particle Counter with Built-in Camera | [7 empty] | Particles |  | Adapter, Battery, Cable, Case, Software |  |  | Not Applicable |  | Box |  |  |  | - | [6 empty] | 2 | https://www.unikeyic.com/media/datasheet/3f/80/ce70/3f/53b6d17496e06d8ee24aebed940bbf04.pdf | https://www.unikeyic.com/products/environmental-measuring-instruments-and-accessories/vpc300/16132346.html
WIRELESS ALERT TP | Lascar Electronics | 1: 66.8023 | Lascar Temp Logger, Wireless Alarm -TP Model, Temp Measurement, 1-Channel |  |  | WIRELESS | AAA (2) |  | LED | LED Indicator, Water Resistant |  |  | Battery, Cable, Sticky Pad | Probe |  | 1 (Unlimited) |  | Box | - | 11205638 |  | - |  | C°/F° | -40° ~ 125°C |  |  |  | 2 | https://www.unikeyic.com/media/about_us/Unikey_ISO_9001_Certification.pdf | https://www.unikeyic.com/products/environmental-measuring-instruments-and-accessories/wireless-alert-tp/22235731.html