## Fiber Optic Cables
Part Number | Manufacturer | Price | Description | 1st Connector | 2nd Connector | Base Product Number | Bend Radius | Cable Diameter | Cable Type | Cladding Diameter | Cladding Material | Color-Cable | Color - Connectors | Core Diameter | Core Material | Datasheet | Features | Fiber Type | For Use With / Related Products | Insertion Loss | Jacket (Insulation) Diameter | Jacket (Insulation) Material | Jacket Color | Length | Length/Width/Height | Length - Overall | Moisture Sensitivity Level (MSL) | Mounting Type | Numerical Aperture | Operating Temperature | Operating Temperature | Packaging | Product Status | Ratings | Return Loss | Rid | SPM | Series | Size / Dimension | Specifications | Spool Size | Style | Tensile Strength | Weight | Stock | Datasheet URL | Source URL
0885366203 | molex | 2: 63.965 5: 62.777 10: 61.6 19: 60.412 20: 59.224 50: 51.854 125: 50.336 250: 47.41 | Fibre Optic Cable Assemblies MPO QSFP MM OM3JUMPER 3M | MPO | MPO | 088536 | - | 0.12" (3.0mm) | Bend Insensitive Fiber (BIF) |  |  | Aqua | Black |  |  |  | - | 50/125 |  | 1.00dB |  | - |  |  |  | 9.8' (3.0m) | Not Applicable |  |  |  | -20°C ~ 70°C | Bulk |  | - | - |  |  | 88536 | [6 empty] | 358 | https://www.unikeyic.com/media/datasheet/59/ab/7787/59ab778745680e1e76dab40e76a20932.pdf | https://www.unikeyic.com/products/fiber-optic-cables-and-cable-assemblies/0885366203/15585084.html
0885366205 | molex | 2: 77.462 4: 76.021 8: 74.591 16: 73.15 20: 71.72 50: 62.788 125: 60.962 | multimode fiber optic cable, MPOchangeMPO, 3m | MPO | MPO | 088536 | - | 0.12" (3.0mm) | Bend Insensitive Fiber (BIF) |  |  | Aqua | Black |  |  |  | - | 50/125 |  | 1.00dB |  | - |  |  |  | 16.4' (5.0m) | Not Applicable |  |  |  | -20°C ~ 70°C | Bulk |  | - | - | 15720684 |  | 88536 | [6 empty] | 112 | https://www.unikeyic.com/media/datasheet/12/3a/5a83/123a5a835a7376fc68be21bc293b40da.pdf | https://www.unikeyic.com/products/fiber-optic-cables-and-cable-assemblies/0885366205/15347208.html
0885366210 | molex | 2: 111.188 3: 109.142 6: 107.074 11: 105.006 20: 102.96 50: 90.134 | Multimode Fiber Patch Cord, MPO to MPO, 5m | MPO | MPO | 088536 | - | 0.12" (3.0mm) | Bend Insensitive Fiber (BIF) |  |  | Aqua | Black |  |  |  | - | 50/125 |  | 1.00dB |  | - |  |  |  | 32.8' (10.0m) | Not Applicable |  |  |  | -20°C ~ 70°C | Bulk |  | - | - |  |  | 88536 | [6 empty] | 60 | https://www.unikeyic.com/media/datasheet/ed/61/f27d/ed61f27dc9794ec23ace6d6c12acf372.pdf | https://www.unikeyic.com/products/fiber-optic-cables-and-cable-assemblies/0885366210/30904123.html
0885366503 | molex | 2: 90.64 4: 88.968 7: 87.285 13: 85.613 20: 83.93 50: 73.48 125: 71.335 250: 67.188 | Single mode fiber optic cable, MPOchangeMPO, 15m | MPO | LC Duplex (4) | 088536 | - | 0.12" (3.0mm) | Bend Insensitive Fiber (BIF) |  |  | Aqua | Beige, Black |  |  |  | - | 50/125 |  | 0.35dB, 1.00dB |  | - |  |  |  | 9.8' (3.0m) | 1 (Unlimited) |  |  |  | -20°C ~ 70°C | Bulk |  | - | - |  |  | 88536 | [6 empty] | 240 | https://www.unikeyic.com/media/datasheet/09/1a/7a1c/091a7a1c310685ac810d78645b3e4480.pdf | https://www.unikeyic.com/products/fiber-optic-cables-and-cable-assemblies/0885366503/19378653.html
0885366505 | molex | 2: 105.655 3: 103.697 6: 101.739 12: 99.77 20: 97.823 50: 85.646 125: 83.149 250: 78.309 | multimode fiber optic cable, MPOchangeLC x 4, 3m | MPO | LC Duplex (4) | 088536 | - | 0.12" (3.0mm) | Bend Insensitive Fiber (BIF) |  |  | Aqua | Beige, Black |  |  |  | - | 50/125 |  | 0.35dB, 1.00dB |  | - |  |  |  | 16.4' (5.0m) | 1 (Unlimited) |  |  |  | -20°C ~ 70°C | Bulk |  | - | - |  |  | 88536 | [6 empty] | 420 | https://www.unikeyic.com/media/datasheet/9d/a9/a067/9da9a067f002bb36ddc962e2c28fee1b.pdf | https://www.unikeyic.com/products/fiber-optic-cables-and-cable-assemblies/0885366505/23684959.html
0885366703 | molex | 2: 97.955 3: 96.151 6: 94.325 12: 92.51 20: 90.706 50: 79.409 125: 77.099 250: 72.611 625: 68.046 | multimode fiber optic cable, MPOchangeLC x 4, 5m | MPO | MPO | 088536 | - | 0.12" (3.0mm) | Bend Insensitive Fiber (BIF) |  |  | Yellow | Black |  |  |  | - | 9/125 |  | 0.75dB |  | - |  |  |  | 9.8' (3.0m) | Not Applicable |  |  |  | -20°C ~ 70°C | Bulk |  | - | 50dB |  |  | 88536 | [6 empty] | 768 | https://www.unikeyic.com/media/datasheet/f2/cf/0640/f2cf064011e079b6f5279f61d811d700.pdf | https://www.unikeyic.com/products/fiber-optic-cables-and-cable-assemblies/0885366703/32570296.html
0885366705 | molex | 2: 102.267 3: 100.386 6: 98.494 12: 96.591 20: 94.699 50: 82.907 125: 80.487 250: 75.801 625: 71.049 | Single Mode Fiber Cable, MPO-to-MPO, 3m | MPO | MPO | 088536 | - | 0.12" (3.0mm) | Bend Insensitive Fiber (BIF) |  |  | Yellow | Black |  |  |  | - | 9/125 |  | 0.75dB |  | - |  |  |  | 16.4' (5.0m) | Not Applicable |  |  |  | -20°C ~ 70°C | Bulk |  | - | 50dB |  |  | 88536 | [6 empty] | 793 | https://www.unikeyic.com/media/datasheet/c2/16/38d4/c21638d4a2624da63ca823232c673746.pdf | https://www.unikeyic.com/products/fiber-optic-cables-and-cable-assemblies/0885366705/28696120.html
0885366710 | molex | 2: 113.08 3: 110.99 6: 108.889 11: 106.799 20: 104.709 50: 91.674 125: 89.001 250: 83.809 | Single Mode Fiber Cable, MPO to MPO, 5m | MPO | MPO | 088536 | - | 0.12" (3.0mm) | Bend Insensitive Fiber (BIF) |  |  | Yellow | Black |  |  |  | - | 9/125 |  | 0.75dB |  | - |  |  |  | 32.8' (10.0m) | Not Applicable |  |  |  | -20°C ~ 70°C | Bulk |  | - | 50dB | 15724126 |  | 88536 | [6 empty] | 340 | https://www.unikeyic.com/media/datasheet/ed/6b/2ff4/ed6b2ff4260643fdadad25b0269e885e.pdf | https://www.unikeyic.com/products/fiber-optic-cables-and-cable-assemblies/0885366710/20718238.html
0885366715 | molex | 1: 123.893 3: 121.594 5: 119.295 10: 117.007 20: 114.708 50: 100.43 125: 97.504 250: 91.828 | Single mode fiber optic cable, MPOchangeMPO, 10m | MPO | MPO | 088536 | - | 0.12" (3.0mm) | Bend Insensitive Fiber (BIF) |  |  | Yellow | Black |  |  |  | - | 9/125 |  | 0.75dB |  | - |  |  |  | 49.2' (15.0m) | Not Applicable |  |  |  | -20°C ~ 70°C | Bulk |  | - | 50dB |  |  | 88536 | [6 empty] | 285 | https://www.unikeyic.com/media/about_us/Unikey_ISO_9001_Certification.pdf | https://www.unikeyic.com/products/fiber-optic-cables-and-cable-assemblies/0885366715/20922077.html
0885366803 | molex | 2: 100.276 3: 98.417 6: 96.558 12: 94.699 20: 92.851 50: 81.279 125: 78.914 250: 74.316 | Multimode Fiber Cable, MPO-to-MPO, 15m | MPO | LC/UPC Duplex (4) | 088536 | - | 0.12" (3.0mm) | Bend Insensitive Fiber (BIF) |  |  | Yellow | Black, Blue |  |  |  | - | 9/125 |  | 0.35dB, 0.75dB |  | - |  |  |  | 9.8' (3.0m) | 1 (Unlimited) |  |  |  | -20°C ~ 70°C | Bulk |  | - | 50dB |  |  | 88536 | [6 empty] | 408 | https://www.unikeyic.com/media/datasheet/67/dc/455c/67dc455ca4a778fdd79caf2a837916eb.pdf | https://www.unikeyic.com/products/fiber-optic-cables-and-cable-assemblies/0885366803/28372548.html
0885366805 | molex | 2: 105.688 3: 103.73 6: 101.772 12: 99.814 20: 97.867 50: 85.668 125: 83.171 250: 78.331 625: 73.414 | Single Mode Fiber Patch Cord, MPO to LC x4, 3m | MPO | LC/UPC Duplex (4) | 088536 | - | 0.12" (3.0mm) | Bend Insensitive Fiber (BIF) |  |  | Yellow | Black, Blue |  |  |  | - | 9/125 |  | 0.35dB, 0.75dB |  | - |  |  |  | 16.4' (5.0m) | 1 (Unlimited) |  |  |  | -20°C ~ 70°C | Bulk |  | - | 50dB | 15723583 |  | 88536 | [6 empty] | 1248 | https://www.unikeyic.com/media/datasheet/e7/b1/4be2/e7b14be2b2ae4f05092e06f58f979ef3.pdf | https://www.unikeyic.com/products/fiber-optic-cables-and-cable-assemblies/0885366805/6654803.html
0885371501 | molex | 7: 16.676 18: 16.357 35: 16.06 50: 15.433 100: 13.519 | Single mode fiber optic cable, LCchangeLC, 1m | LC/UPC Duplex | LC/UPC Duplex | 088537 | - | 0.08" (2.0mm) | - |  |  | Yellow | Blue |  |  |  | - | 9/125 |  | 0.35dB |  | - |  |  |  | 3.3' (1.0m) | Not Applicable |  |  |  | - | Bulk |  | - | 50dB |  |  | 88537 | [6 empty] | 258 | https://www.unikeyic.com/media/datasheet/06/3f/e430/063fe43045524fd24e4a23664d387919.pdf | https://www.unikeyic.com/products/fiber-optic-cables-and-cable-assemblies/0885371501/9617321.html
0885371503 | molex | 7: 17.93 17: 17.6 33: 17.27 50: 16.599 | Single Mode Fiber Patch Cord, LC to LC, 3m | LC/UPC Duplex | LC/UPC Duplex | 088537 | - | 0.08" (2.0mm) | - |  |  | Yellow | Blue |  |  |  | - | 9/125 |  | 0.35dB |  | - |  |  |  | 9.8' (3.0m) | Not Applicable |  |  |  | - | Bulk |  | - | 50dB | 15723761 |  | 88537 | [6 empty] | 135 | https://www.unikeyic.com/media/datasheet/64/f0/a7c1/64f0a7c191f5a67084d3cd6682d5d9ec.pdf | https://www.unikeyic.com/products/fiber-optic-cables-and-cable-assemblies/0885371503/22562715.html
0885371505 | molex | 7: 19.206 16: 18.854 31: 18.491 50: 17.787 100: 15.565 | Single Mode Fiber Patch Cord, LC to LC, 5m | LC/UPC Duplex | LC/UPC Duplex | 088537 | - | 0.08" (2.0mm) | - |  |  | Yellow | Blue |  |  |  | - | 9/125 |  | 0.35dB |  | - |  |  |  | 16.4' (5.0m) | Not Applicable |  |  |  | - | Bulk |  | - | 50dB |  |  | 88537 | [6 empty] | 100 | https://www.unikeyic.com/media/datasheet/dd/f8/de05/ddf8de0597b2b1afdfff83702be8c4ca.pdf | https://www.unikeyic.com/products/fiber-optic-cables-and-cable-assemblies/0885371505/17472301.html
0885371510 | molex | 6: 22.341 14: 21.934 27: 21.516 30: 20.68 100: 18.106 | Single mode fiber optic cable, LCchangeLC, 10m | LC/UPC Duplex | LC/UPC Duplex | 088537 | - | 0.08" (2.0mm) | - |  |  | Yellow | Blue |  |  |  | - | 9/125 |  | 0.35dB |  | - |  |  |  | 32.8' (10.0m) | Not Applicable |  |  |  | - | Bulk |  | - | 50dB | 15723689 |  | 88537 | [6 empty] | 110 | https://www.unikeyic.com/media/datasheet/7a/ec/a4c4/7aeca4c4fec138c3f6ae2b5897c6466c.pdf | https://www.unikeyic.com/products/fiber-optic-cables-and-cable-assemblies/0885371510/22742969.html
0885373501 | molex | 8: 16.412 18: 16.115 36: 15.807 50: 15.202 100: 13.321 | Multimode Fiber Optic Cable LC to LC 1m | LC Duplex | LC Duplex | 088537 | 30mm | 0.08" (2.0mm) | - |  |  | Aqua | Beige |  |  |  | - | 50/125 |  | 0.35dB |  | - |  |  |  | 3.3' (1.0m) | Not Applicable |  |  |  | - | Bulk |  | - | - |  |  | 88537 | [6 empty] | 193 | https://www.unikeyic.com/media/datasheet/e9/fd/45c8/e9fd45c812bdb5662b983104183ddbc1.pdf | https://www.unikeyic.com/products/fiber-optic-cables-and-cable-assemblies/0885373501/32304098.html
0885373503 | molex | 6: 19.998 15: 19.624 30: 19.25 50: 18.513 100: 16.203 | Multimode Fiber Patch Cord LC-LC 3m | LC Duplex | LC Duplex | 088537 | 30mm | 0.08" (2.0mm) | - |  |  | Aqua | Beige |  |  |  | - | 50/125 |  | 0.35dB |  | - |  |  |  | 9.8' (3.0m) | Not Applicable |  |  |  | - | Bulk |  | - | - | 15724026 |  | 88537 | [6 empty] | 100 | https://www.unikeyic.com/media/datasheet/b3/d5/4f50/b3d54f50e69d2eb3beb43ebb2edf55b5.pdf | https://www.unikeyic.com/products/fiber-optic-cables-and-cable-assemblies/0885373503/32552413.html
0885373505 | molex | 6: 21.241 14: 20.845 28: 20.449 50: 19.668 100: 17.226 | multimode fiber optic cable, LCchangeLC, 5m | LC Duplex | LC Duplex | 088537 | 30mm | 0.08" (2.0mm) | - |  |  | Aqua | Beige |  |  |  | - | 50/125 |  | 0.35dB |  | - |  |  |  | 16.4' (5.0m) | Not Applicable |  |  |  | - | Bulk |  | - | - |  |  | 88537 | [6 empty] | 150 | https://www.unikeyic.com/media/datasheet/bd/30/5bc4/bd305bc4ae2859007130e4c46997788a.pdf | https://www.unikeyic.com/products/fiber-optic-cables-and-cable-assemblies/0885373505/29068383.html
0885373510 | molex | 4: 31.878 10: 31.295 19: 30.701 30: 29.524 | Multimode Fiber Cable, LC to LC, 10m | LC Duplex | LC Duplex | 088537 | 30mm | 0.08" (2.0mm) | - |  |  | Aqua | Beige |  |  |  | - | 50/125 |  | 0.35dB |  | - |  |  |  | 32.8' (10.0m) | Not Applicable |  |  |  | - | Bulk |  | - | - |  |  | 88537 | [6 empty] | 89 | https://www.unikeyic.com/media/datasheet/7f/6a/10b5/7f6a10b5a78dad98f236c0be03886f57.pdf | https://www.unikeyic.com/products/fiber-optic-cables-and-cable-assemblies/0885373510/32329851.html
0885374501 | molex | 7: 17.292 17: 16.962 34: 16.654 50: 16.005 100: 14.014 | Multimode Fiber Cable, LC to LC, 1m | LC Duplex | LC Duplex | 088537 | 30mm | 0.08" (2.0mm) | - |  |  | Aqua | Beige |  |  |  | - | 50/125 |  | 0.35dB |  | - |  |  |  | 3.3' (1.0m) | Not Applicable |  |  |  | - | Bulk |  | - | - |  |  | 88537 | [6 empty] | 148 | https://www.unikeyic.com/media/datasheet/de/62/41c1/de6241c1088210b4c7fca731c51041e6.pdf | https://www.unikeyic.com/products/fiber-optic-cables-and-cable-assemblies/0885374501/12599760.html
0885374503 | molex | 6: 20.669 15: 20.284 29: 19.899 50: 19.129 100: 16.753 | Multimode Fiber Patch Cord LC-LC 3m | LC Duplex | LC Duplex | 088537 | 30mm | 0.08" (2.0mm) | - |  |  | Aqua | Beige |  |  |  | - | 50/125 |  | 0.35dB |  | - |  |  |  | 9.8' (3.0m) | Not Applicable |  |  |  | - | Bulk |  | - | - |  |  | 88537 | [6 empty] | 169 | https://www.unikeyic.com/media/datasheet/e6/b9/f981/e6b9f981323c6d17f5082865df08a7d2.pdf | https://www.unikeyic.com/products/fiber-optic-cables-and-cable-assemblies/0885374503/17738316.html
0885374505 | molex | 5: 24.651 12: 24.178 24: 23.727 50: 22.814 100: 19.976 | Multimode Fiber Patch Cord, LC to LC, 5m | LC Duplex | LC Duplex | 088537 | 30mm | 0.08" (2.0mm) | - |  |  | Aqua | Beige |  |  |  | - | 50/125 |  | 0.35dB |  | - |  |  |  | 16.4' (5.0m) | Not Applicable |  |  |  | - | Bulk |  | - | - |  |  | 88537 | [6 empty] | 150 | https://www.unikeyic.com/media/datasheet/27/df/177f/27df177fe7e2895c5d9087b861458c65.pdf | https://www.unikeyic.com/products/fiber-optic-cables-and-cable-assemblies/0885374505/27139935.html
0885374510 | molex | 3: 41.36 8: 40.601 15: 39.831 30: 38.291 100: 33.528 | Multimode Fiber Cable, LC to LC, 10m | LC Duplex | LC Duplex | 088537 | 30mm | 0.08" (2.0mm) | - |  |  | Aqua | Beige |  |  |  | - | 50/125 |  | 0.35dB |  | - |  |  |  | 32.8' (10.0m) | Not Applicable |  |  |  | - | Bulk |  | - | - |  |  | 88537 | [6 empty] | 161 | https://www.unikeyic.com/media/datasheet/82/3e/e43a/823ee43a7f47e992cbcfca1d29107528.pdf | https://www.unikeyic.com/products/fiber-optic-cables-and-cable-assemblies/0885374510/25761678.html
1-5503995-0 | TE Connectivity | 8: 15.312 | Fiber Optic Cable Assemblies C/A 62.5/125UM ZIP | [20 empty] | 4.0' (1.2m) |  |  |  | wire mounting | [8 empty] | bulk | [7 empty] | 8 | https://www.unikeyic.com/media/about_us/Unikey_ISO_9001_Certification.pdf | https://www.unikeyic.com/products/fiber-optic-cables-and-cable-assemblies/1-5503995-0/17076956.html
1-5504970-4 | TE Connectivity | 7: 16.588 17: 16.28 | Cable Assembly 12.8m SC to SC 1 to 1 POS PL-PL | [12 empty] | 1-5504970-4 TE Connectivity | [7 empty] | 42.0' (12.8m) |  |  |  | wire mounting |  |  |  |  | Stop production |  |  |  | bulk | [7 empty] | 21 | https://www.unikeyic.com/media/datasheet/ef/3d/a24c/ef/e7da4c3994069562b62565a640d5d853.pdf | https://www.unikeyic.com/products/fiber-optic-cables-and-cable-assemblies/1-5504970-4/22889553.html
1000833301 | molex | 100: 188.6284 200: 183.8327 300: 180.6357 | R8 CBL 12G Mini SAS HD-QSFP CU 3M |  |  | 100083 | [20 empty] | Not Applicable |  |  |  |  | Bulk |  |  |  | 15726267 |  | * | [6 empty] | 1000 | https://www.unikeyic.com/media/datasheet/e3/c4/fbb1/e3c4fbb15010bdc9ad0ccfbdf1fe1a45.pdf | https://www.unikeyic.com/products/fiber-optic-cables-and-cable-assemblies/1000833301/12253385.html
106-1042-BL-00150-5 | CNC Technology | 1: 13.1112 10: 11.1467 25: 10.4479 50: 9.9492 145: 9.2292 290: 8.789 580: 8.3699 1,015: 8.0463 | Cable Assembly Patch Cable 1.5m Toslink Male to Toslink Male M-M | Toslink Plug | Toslink Plug | 106-1042 | - | 0.20" (5.0mm) | - |  |  | Black | - |  |  |  | - | - |  | - |  | Poly-Vinyl Chloride (PVC) |  |  |  | 4.9' (1.5m) | Not Applicable |  |  |  | - | Bag |  | - | - |  |  | - | [6 empty] | 18 | https://www.unikeyic.com/media/datasheet/72/7e/3cf3/72/9de0e3882ddb16e906b4b36f4a6fff48.pdf | https://www.unikeyic.com/products/fiber-optic-cables-and-cable-assemblies/106-1042-bl-00150-5/18673660.html
106-1042-BL-00200-5 | CNC Technology | 1: 14.364 10: 12.2072 25: 11.442 50: 10.8959 100: 10.3759 300: 9.6025 500: 9.2629 1,000: 8.8214 | Cable Assembly, Patch Cable, 2m, Toslink Male to Toslink Male, M-M | Toslink Plug | Toslink Plug | 106-1042 | - | 0.20" (5.0mm) | - |  |  | Black | - |  |  |  | - | - |  | - |  | Poly-Vinyl Chloride (PVC) |  |  |  | 6.6' (2.0m) | Not Applicable |  |  |  | - | Bag |  | - | - | 8343957 |  | - | [6 empty] | 208 | https://www.unikeyic.com/media/datasheet/a5/96/67bb/a5/b1c31b55357a49b7e5dfedb89f116ac2.pdf | https://www.unikeyic.com/products/fiber-optic-cables-and-cable-assemblies/106-1042-bl-00200-5/19505355.html
106-1242-BL-00150 | CNC Technology | 1: 13.8744 10: 11.7905 25: 11.0515 50: 10.524 100: 10.0218 250: 9.3947 500: 8.9467 1,000: 8.5203 | Toslink TO Toslink 、right angle 4.9' (1.5m) | Toslink Plug | Toslink Plug, Right Angle | 106-1242 | - | 0.16" (4.0mm) | - |  |  | Black | - |  |  |  | - | - |  | - |  | Poly-Vinyl Chloride (PVC) |  |  |  | 4.9' (1.5m) | Not Applicable |  |  |  | - | Bag |  | - | - |  |  | - | [6 empty] | 133 | https://www.unikeyic.com/media/datasheet/87/fc/63a1/87/38c272ddbb3bfe67deff96116b8ed5a9.pdf | https://www.unikeyic.com/products/fiber-optic-cables-and-cable-assemblies/106-1242-bl-00150/18480133.html
106-1242-BL-00150-5 | CNC Technology | 1: 13.1112 10: 11.1467 25: 10.4479 50: 9.9492 145: 9.2292 290: 8.789 580: 8.3699 1,015: 8.0463 | Cable Assembly Patch Cable 1.5m Toslink Male to Toslink Male M-M | Toslink Plug | Toslink Plug, Right Angle | 106-1242 | - | 0.20" (5.0mm) | - |  |  | Black | - |  |  |  | - | - |  | - |  | Poly-Vinyl Chloride (PVC) |  |  |  | 4.9' (1.5m) | Not Applicable |  |  |  | - | Bag |  | - | - |  |  | - | [6 empty] | 96 | https://www.unikeyic.com/media/datasheet/f5/34/51fe/f5/b539adb4d29131bb7bc0f4074d14a28e.pdf | https://www.unikeyic.com/products/fiber-optic-cables-and-cable-assemblies/106-1242-bl-00150-5/15520914.html
106-1242-BL-00200 | CNC Technology | 1: 14.2884 10: 12.1381 25: 11.378 50: 10.8346 | Cable Assembly Patch Cable 2m Toslink Male to Toslink Male M-M | Toslink Plug | Toslink Plug, Right Angle | 106-1242 | - | 0.16" (4.0mm) | - |  |  | Black | - |  |  |  | - | - |  | - |  | Poly-Vinyl Chloride (PVC) |  |  |  | 6.6' (2.0m) | Not Applicable |  |  |  | - | Bag |  | - | - |  |  | - | [6 empty] | 71 | https://www.unikeyic.com/media/datasheet/97/ad/8182/97/129d6656e7368bf0c9d506ce91549737.pdf | https://www.unikeyic.com/products/fiber-optic-cables-and-cable-assemblies/106-1242-bl-00200/20817081.html
106-1242-BL-00200-5 | CNC Technology | 1: 14.364 10: 12.2072 25: 11.442 50: 10.8959 100: 10.3759 300: 9.6025 500: 9.2629 1,000: 8.8214 | Cable Assembly, Patch Cable, 2m, Toslink Male to Toslink Male, M-M | Toslink Plug | Toslink Plug, Right Angle | 106-1242 | - | 0.20" (5.0mm) | - |  |  | Black | - |  |  |  | - | - |  | - |  | Poly-Vinyl Chloride (PVC) |  |  |  | 6.6' (2.0m) | Not Applicable |  |  |  | - | Bag |  | - | - | 8343960 |  | - | [6 empty] | 128 | https://www.unikeyic.com/media/datasheet/48/25/2b40/48/6f59fbc3cf4a049fd206c865dc248629.pdf | https://www.unikeyic.com/products/fiber-optic-cables-and-cable-assemblies/106-1242-bl-00200-5/22619173.html
106-1242-BL-00300 | CNC Technology | 1: 16.3188 10: 13.8683 25: 13.0002 50: 12.3796 200: 11.2265 400: 10.6912 600: 10.39 1,000: 10.0227 | Patch Cable 3m Toslink Male to Toslink Male M-M | Toslink Plug | Toslink Plug, Right Angle | 106-1242 | - | 0.16" (4.0mm) | - |  |  | Black | - |  |  |  | - | - |  | - |  | Poly-Vinyl Chloride (PVC) |  |  |  | 9.8' (3.0m) | Not Applicable |  |  |  | - | Bag |  | - | - |  |  | - | [6 empty] | 87 | https://www.unikeyic.com/media/datasheet/25/59/ac84/25/921bb4b1353d7802de37c1f523d31191.pdf | https://www.unikeyic.com/products/fiber-optic-cables-and-cable-assemblies/106-1242-bl-00300/14897804.html
106-1242-BL-00300-5 | CNC Technology | 1: 15.8436 10: 13.4687 25: 12.6248 80: 11.6299 160: 11.0751 320: 10.5469 560: 10.139 1,040: 9.7064 | Patch Cable 3m Toslink Male to Toslink Male M-M | Toslink Plug | Toslink Plug, Right Angle | 106-1242 | - | 0.20" (5.0mm) | - |  |  | Black | - |  |  |  | - | - |  | - |  | Poly-Vinyl Chloride (PVC) |  |  |  | 9.8' (3.0m) | Not Applicable |  |  |  | - | Bag |  | - | - |  |  | - | [6 empty] | 65 | https://www.unikeyic.com/media/datasheet/fb/16/09be/fb/5abc72b0697ab833dcaf202343c12e36.pdf | https://www.unikeyic.com/products/fiber-optic-cables-and-cable-assemblies/106-1242-bl-00300-5/14800772.html
1060002100 | molex | 1: 73.799 | Connector Accessories Termination Package Xpress™ | [23 empty] | Vendor Undefined |  |  |  |  | Bulk |  |  |  | 14696777 |  | * | [6 empty] | 2 | https://www.unikeyic.com/media/datasheet/cf/1f/b22a/cf/54085b4cc0a0e08a8645dff10965493e.pdf | https://www.unikeyic.com/products/fiber-optic-cables-and-cable-assemblies/1060002100/21364949.html
1062250001 | molex | 1: 148.412 2: 129.932 5: 127.171 | Cable Assembly Multi-Fiber 10m MPO to MPO 12 to 12 POS F-F Bag | MPO | MPO | 106225 | 68mm | 0.12" (3.0mm) | Trunk |  |  | Aqua | Aqua |  |  |  | Low Smoke, Plenum | 50/125 |  | 0.35dB |  | - |  |  |  | 32.8' (10.0m) | Not Applicable |  |  |  | - | Bag |  | LSZH | - | 8581923 |  | 106225 | [6 empty] | 4 | https://www.unikeyic.com/media/datasheet/0e/61/daa8/0e/d3fb1e75516423e7b7cf8ccbebe88ec0.pdf | https://www.unikeyic.com/products/fiber-optic-cables-and-cable-assemblies/1062250001/20972748.html
1062250002 | molex | 1: 229.691 2: 201.091 5: 195.228 | Multi-Fiber Cable Assembly, 25m, MPO to MPO, 12 to 12 Pos, F-F, Bag | MPO | MPO | 106225 | 68mm | 0.19" (4.8mm) | Trunk |  |  | Aqua | Aqua |  |  |  | Low Smoke, Plenum | 50/125 |  | 0.35dB |  | - |  |  |  | 82.0' (25.0m) | Not Applicable |  |  |  | - | Bag |  | LSZH | - |  |  | 106225 | [6 empty] | 9 | https://www.unikeyic.com/media/datasheet/0e/61/daa8/0e/d3fb1e75516423e7b7cf8ccbebe88ec0.pdf | https://www.unikeyic.com/products/fiber-optic-cables-and-cable-assemblies/1062250002/20649490.html
1062250003 | molex | 1: 376.013 2: 329.186 | Multi-Fiber Cable Assembly, 50m, MPO to MPO, 12-to-12 POS, F-F, Bag | [23 empty] | Vendor Undefined |  |  |  |  | Box |  |  |  | 14746620 |  | * | [6 empty] | 4 | https://www.unikeyic.com/media/datasheet/73/c6/6c80/73/d374593a8085f439b2aa01ce23d18636.pdf | https://www.unikeyic.com/products/fiber-optic-cables-and-cable-assemblies/1062250003/16450862.html
1062250004 | molex | 1: 666.985 2: 583.924 | Cable Assembly Multi-Fiber 100m MPO to MPO 12 to 12 POS F-F Bag | MPO | MPO | 106225 | 68mm | 0.19" (4.8mm) | Trunk |  |  | Aqua | Aqua |  |  |  | Low Smoke, Plenum | 50/125 |  | 0.35dB |  | - |  |  |  | 328.1' (100.0m) | Not Applicable |  |  |  | - | Bag |  | LSZH | - | 8581926 |  | 106225 | [6 empty] | 2 | https://www.unikeyic.com/media/datasheet/73/c6/6c80/73/d374593a8085f439b2aa01ce23d18636.pdf | https://www.unikeyic.com/products/fiber-optic-cables-and-cable-assemblies/1062250004/21238057.html
1062250009 | molex | 1: 212.19 2: 185.768 5: 180.356 | Cable Assembly Multi-Fiber 10m MPO to MPO 12 to 12 POS F-F Bag | MPO | MPO | 106225 | 68mm | 0.12" (3.0mm) | Trunk |  |  | Yellow | Yellow |  |  |  | Low Smoke, Plenum | 9/125 |  | 0.35dB |  | - |  |  |  | 32.8' (10.0m) | Not Applicable |  |  |  | - | Bag |  | LSZH | 50dB | 8581927 |  | 106225 | [6 empty] | 6 | https://www.unikeyic.com/media/datasheet/ed/3f/c643/ed/0b200080f09fa330127f1d3106d7ce27.pdf | https://www.unikeyic.com/products/fiber-optic-cables-and-cable-assemblies/1062250009/20256735.html
1062250010 | molex | 1: 226.897 2: 198.638 | Multi-Fiber Cable Assembly, 25m, MPO to MPO, 12 to 12 Pos, F-F, Bag | MPO | MPO | 106225 | 68mm | 0.19" (4.8mm) | Trunk |  |  | Yellow | Yellow |  |  |  | Low Smoke, Plenum | 9/125 |  | 0.35dB |  | - |  |  |  | 82.0' (25.0m) | Not Applicable |  |  |  | - | Bag |  | LSZH | 50dB |  |  | 106225 | [6 empty] | 3 | https://www.unikeyic.com/media/datasheet/73/c6/6c80/73/d374593a8085f439b2aa01ce23d18636.pdf | https://www.unikeyic.com/products/fiber-optic-cables-and-cable-assemblies/1062250010/22832135.html
1062250013 | molex | 1: 300.058 2: 262.691 | Cable Assembly Multi-Fiber 10m MPO to MPO F-F Bag | MPO | MPO | 106225 | 89mm | - | Trunk |  |  | - | - |  |  |  | Low Smoke, Plenum | - |  | - |  | - |  |  |  | 32.8' (10.0m) | Not Applicable |  |  |  | - | Bag |  | - | - |  |  | 106225 | [6 empty] | 3 | https://www.unikeyic.com/media/datasheet/0e/61/daa8/0e/d3fb1e75516423e7b7cf8ccbebe88ec0.pdf | https://www.unikeyic.com/products/fiber-optic-cables-and-cable-assemblies/1062250013/18947469.html
1062250014 | molex | 1: 437.327 2: 382.866 5: 371.712 | Cable Assembly Multi-Fiber 25m MPO to MPO F-F Bag | MPO | MPO | 106225 | 89mm | - | Trunk |  |  | - | - |  |  |  | Low Smoke, Plenum | - |  | - |  | - |  |  |  | 82.0' (25.0m) | Not Applicable |  |  |  | - | Bag |  | - | - |  |  | 106225 | [6 empty] | 6 | https://www.unikeyic.com/media/datasheet/0e/61/daa8/0e/d3fb1e75516423e7b7cf8ccbebe88ec0.pdf | https://www.unikeyic.com/products/fiber-optic-cables-and-cable-assemblies/1062250014/19497415.html
1062250016 | molex | 1: 1296.394 2: 1134.947 | Cable Assembly Multi-Fiber 100m MPO to MPO F-F Bag | [23 empty] | Vendor Undefined |  |  |  |  | Bulk |  |  |  | 14745978 |  | * | [6 empty] | 3 | https://www.unikeyic.com/media/datasheet/0e/61/daa8/0e/d3fb1e75516423e7b7cf8ccbebe88ec0.pdf | https://www.unikeyic.com/products/fiber-optic-cables-and-cable-assemblies/1062250016/21842416.html
1062250021 | molex | 1: 235.334 2: 206.03 5: 200.024 | Cable Assembly Multi-Fiber 10m MPO to MPO F-F Bag | [23 empty] | Vendor Undefined |  |  |  |  | Bulk |  |  |  | 14745257 |  | * | [6 empty] | 6 | https://www.unikeyic.com/media/datasheet/0e/61/daa8/0e/d3fb1e75516423e7b7cf8ccbebe88ec0.pdf | https://www.unikeyic.com/products/fiber-optic-cables-and-cable-assemblies/1062250021/20005211.html
1062250022 | molex | 1: 382.591 2: 334.95 5: 325.182 | Cable Assembly Multi-Fiber 25m MPO to MPO F-F Bag | [23 empty] | Vendor Undefined |  |  |  |  | Bulk | [5 empty] | * | [6 empty] | 8 | https://www.unikeyic.com/media/datasheet/0e/61/daa8/0e/d3fb1e75516423e7b7cf8ccbebe88ec0.pdf | https://www.unikeyic.com/products/fiber-optic-cables-and-cable-assemblies/1062250022/22795547.html
1062250024 | molex | 1: 983.191 2: 860.75 | Cable Assembly Multi-Fiber 100m MPO to MPO F-F Bag | MPO | MPO | 106225 | 89mm | - | Trunk |  |  | - | - |  |  |  | Low Smoke, Plenum | - |  | - |  | - |  |  |  | 328.1' (100.0m) | Not Applicable |  |  |  | - | Bag |  | - | - | 8581938 |  | 106225 | [6 empty] | 3 | https://www.unikeyic.com/media/datasheet/db/2d/4699/db2d4699359eac49420386f65274e910.pdf | https://www.unikeyic.com/products/fiber-optic-cables-and-cable-assemblies/1062250024/17727630.html
1062250025 | molex | 1: 136.466 2: 119.482 5: 115.995 | Cable Assembly Multi-Fiber 10m MPO to MPO F-F Bag | MPO | MPO | 106225 | 68mm | 0.12" (3.0mm) | Trunk |  |  | Aqua | Aqua |  |  |  | Low Smoke, Plenum | 50/125 |  | 0.35dB |  | - |  |  |  | 32.8' (10.0m) | Not Applicable |  |  |  | - | Bag |  | LSZH | - |  |  | 106225 | [6 empty] | 6 | https://www.unikeyic.com/media/datasheet/0e/61/daa8/0e/d3fb1e75516423e7b7cf8ccbebe88ec0.pdf | https://www.unikeyic.com/products/fiber-optic-cables-and-cable-assemblies/1062250025/19317892.html
1062250027 | molex | 1: 392.216 2: 343.376 | Cable Assembly Multi-Fiber 50m MPO to MPO F-F Bag | [23 empty] | Vendor Undefined |  |  |  |  | Bulk | [5 empty] | * | [6 empty] | 2 | https://www.unikeyic.com/media/datasheet/24/96/41da/24/6ae48f208d465b1b61a5275a16bfaad9.pdf | https://www.unikeyic.com/products/fiber-optic-cables-and-cable-assemblies/1062250027/19009901.html
1062250033 | molex | 1: 173.525 2: 151.921 5: 147.499 | Cable Assembly Multi-Fiber 10m MPO to MPO F-F Bag | MPO | MPO | 106225 | 68mm | 0.12" (3.0mm) | Trunk |  |  | Yellow | Yellow |  |  |  | Low Smoke, Plenum | 9/125 |  | 0.35dB |  | - |  |  |  | 32.8' (10.0m) | Not Applicable |  |  |  | - | Bag |  | LSZH | 50dB | 8581941 |  | 106225 | [6 empty] | 7 | https://www.unikeyic.com/media/datasheet/78/43/cd93/78/7e08c66ffa746e84b18ba6cd57d8eb58.pdf | https://www.unikeyic.com/products/fiber-optic-cables-and-cable-assemblies/1062250033/21093634.html
1062250035 | molex | 1: 373.23 2: 326.744 | Cable Assembly Multi-Fiber 50m MPO to MPO F-F Bag | MPO | MPO | 106225 | 68mm | 0.19" (4.8mm) | Trunk |  |  | Yellow | Yellow |  |  |  | Low Smoke, Plenum | 9/125 |  | 0.35dB |  | - |  |  |  | 164.0' (50.0m) | Not Applicable |  |  |  | - | Bag |  | LSZH | 50dB |  |  | 106225 | [6 empty] | 4 | https://www.unikeyic.com/media/datasheet/0e/61/daa8/0e/d3fb1e75516423e7b7cf8ccbebe88ec0.pdf | https://www.unikeyic.com/products/fiber-optic-cables-and-cable-assemblies/1062250035/19614845.html
1062250037 | molex | 1: 328.075 2: 287.221 | Cable Assembly Multi-Fiber 10m MPO to MPO 12 to 12 POS F-F Bag | MPO | MPO | 106225 | 89mm | 0.15" (3.8mm) | Trunk |  |  | Aqua | Aqua |  |  |  | Low Smoke, Plenum | 50/125 |  | 0.50dB |  | - |  |  |  | 32.8' (10.0m) | Not Applicable |  |  |  | - | Bag |  | LSZH | - | 8581943 |  | 106225 | [6 empty] | 4 | https://www.unikeyic.com/media/datasheet/0e/61/daa8/0e/d3fb1e75516423e7b7cf8ccbebe88ec0.pdf | https://www.unikeyic.com/products/fiber-optic-cables-and-cable-assemblies/1062250037/19116132.html
1062250039 | molex | 1: 759.297 2: 664.741 | Multi-Fiber Cable Assembly, 50m, MPO to MPO, 12-to-12 POS, F-F, Bag | MPO | MPO | 106225 | 89mm | 0.21" (5.4mm) | Trunk |  |  | Aqua | Aqua |  |  |  | Low Smoke, Plenum | 50/125 |  | 0.50dB |  | - |  |  |  | 164.0' (50.0m) | Not Applicable |  |  |  | - | Bag |  | LSZH | - |  |  | 106225 | [6 empty] | 2 | https://www.unikeyic.com/media/datasheet/0e/61/daa8/0e/d3fb1e75516423e7b7cf8ccbebe88ec0.pdf | https://www.unikeyic.com/products/fiber-optic-cables-and-cable-assemblies/1062250039/22365449.html
1062250101 | molex | 2: 79.783 4: 78.309 8: 76.824 15: 75.35 20: 73.865 | Multimode Fiber Optic Cable, MPO to MPO, 3m | MPO | MPO | 106225 | - | 0.12" (3.0mm) | Trunk |  |  | Aqua | Black |  |  |  | - | 50/125 |  | 0.35dB |  | - |  |  |  | 9.8' (3.0m) | Not Applicable |  |  |  | - | Bulk |  | - | - |  |  | 106225 | [6 empty] | 30 | https://www.unikeyic.com/media/datasheet/0b/4c/cf59/0b4ccf595daf72396cacec50f799ef3a.pdf | https://www.unikeyic.com/products/fiber-optic-cables-and-cable-assemblies/1062250101/8410779.html
1062250102 | molex | 2: 89.958 4: 88.286 7: 86.625 13: 84.953 20: 83.292 | Multimode Fiber Cable, MPO to MPO, 5m | MPO | MPO | 106225 | - | 0.12" (3.0mm) | Trunk |  |  | Aqua | Black |  |  |  | - | 50/125 |  | 0.35dB |  | - |  |  |  | 16.4' (5.0m) | Not Applicable |  |  |  | - | Bulk |  | - | - |  |  | 106225 | [6 empty] | 30 | https://www.unikeyic.com/media/datasheet/f4/04/5e8d/f4045e8de2114ce6681a0bd883df3b80.pdf | https://www.unikeyic.com/products/fiber-optic-cables-and-cable-assemblies/1062250102/12459805.html
1062250103 | molex | 2: 112.046 3: 109.967 6: 107.888 10: 103.741 20: 90.816 | multimode fiber optic cable, MPOchangeMPO, 10m | MPO | MPO | 106225 | - | 0.12" (3.0mm) | Trunk |  |  | Aqua | Black |  |  |  | - | 50/125 |  | 0.35dB |  | - |  |  |  | 32.8' (10.0m) | Not Applicable |  |  |  | - | Bulk |  | - | - |  |  | 106225 | [6 empty] | 20 | https://www.unikeyic.com/media/datasheet/2d/78/fb9f/2d78fb9fb70a9860c8c77b25ed4ed557.pdf | https://www.unikeyic.com/products/fiber-optic-cables-and-cable-assemblies/1062250103/5068458.html
1062250104 | molex | 1: 146.883 2: 144.353 4: 141.823 8: 139.282 20: 126.621 | MPO-F to MPO-F Trunk Cable, 12 Fiber | MPO | MPO | 106225 | - | 0.12" (3.0mm) | Trunk |  |  | Aqua | Black |  |  |  | - | 50/125 |  | 0.35dB |  | - |  |  |  | 49.2' (15.0m) | Not Applicable |  |  |  | - | Bulk |  | - | - | 15728948 |  | 106225 | [6 empty] | 20 | https://www.unikeyic.com/media/datasheet/6d/49/3c06/6d493c064305a6f8266871a9668a92d1.pdf | https://www.unikeyic.com/products/fiber-optic-cables-and-cable-assemblies/1062250104/6876944.html
1062250121 | molex | 2: 104.401 3: 102.476 6: 100.54 12: 98.604 20: 96.668 | Fiber Optic Cable, MPO to MPO, 15m | MPO | MPO | 106225 | - | 0.12" (3.0mm) | Trunk |  |  | Yellow | Black |  |  |  | - | 9/125 |  | 0.35dB |  | - |  |  |  | 9.8' (3.0m) | Not Applicable |  |  |  | - | Bulk |  | - | 50dB |  |  | 106225 | [6 empty] | 40 | https://www.unikeyic.com/media/datasheet/80/c7/15ec/80c715eccc9642afd11be01c5e296b99.pdf | https://www.unikeyic.com/products/fiber-optic-cables-and-cable-assemblies/1062250121/14690390.html
1062250122 | molex | 2: 107.668 3: 105.677 6: 103.686 11: 101.684 20: 99.693 | Single Mode Fiber Cable, MPO to MPO, 5m | MPO | MPO | 106225 | - | 0.12" (3.0mm) | Trunk |  |  | Yellow | Black |  |  |  | - | 9/125 |  | 0.35dB |  | - |  |  |  | 16.4' (5.0m) | Not Applicable |  |  |  | - | Bulk |  | - | 50dB |  |  | 106225 | [6 empty] | 60 | https://www.unikeyic.com/media/datasheet/c7/c9/c529/c7c9c5291616ab90ace15eb8e0cab5bb.pdf | https://www.unikeyic.com/products/fiber-optic-cables-and-cable-assemblies/1062250122/6542464.html
1062250123 | molex | 2: 115.687 3: 113.542 6: 111.408 11: 109.263 20: 107.118 | Multimode Fiber Cable, MPO to MPO, 10m | MPO | MPO | 106225 | - | 0.12" (3.0mm) | Trunk |  |  | Yellow | Black |  |  |  | - | 9/125 |  | 0.35dB |  | - |  |  |  | 32.8' (10.0m) | Not Applicable |  |  |  | - | Bulk |  | - | 50dB |  |  | 106225 | [6 empty] | 30 | https://www.unikeyic.com/media/datasheet/7c/8f/10c8/7c8f10c8f097c7af25134dd8d7f36866.pdf | https://www.unikeyic.com/products/fiber-optic-cables-and-cable-assemblies/1062250123/13328433.html
1062250124 | molex | 1: 84.5171 5: 84.5171 10: 84.5171 | MPO-F to MPO-F Trunk Cable, 12 Fiber | MPO | MPO | 106225 | - | 0.12" (3.0mm) | Trunk |  |  | Yellow | Black |  |  |  | - | 9/125 |  | 0.35dB |  | - |  |  |  | 49.2' (15.0m) | Not Applicable |  |  |  | - | Bulk |  | - | 50dB | 15731007 |  | 106225 | [6 empty] | 15 | https://www.unikeyic.com/media/datasheet/34/5c/8618/345c86181d317b55311af1dffb7d0f33.pdf | https://www.unikeyic.com/products/fiber-optic-cables-and-cable-assemblies/1062250124/26520839.html
106267-0285 | molex | 1: 318.835 | Wire & Cable Fiber Optic | [33 empty] | bulk | [7 empty] | 1 | https://www.unikeyic.com/media/about_us/Unikey_ISO_9001_Certification.pdf | https://www.unikeyic.com/products/fiber-optic-cables-and-cable-assemblies/106267-0285/23896887.html
1062672001 | molex | 2: 69.047 20: 69.047 50: 60.445 125: 59.158 | Cable Assembly Fiber 0.5m MTP Connector POD Connector 12 to 12 POS M-F | MTP, Type A | VersaBeam Pod | 106267 | - | 0.07" (1.8mm) | Ribbon Fiber |  |  | Orange, Black Stripe | Black |  |  |  | - | 50/125 |  | 2.00dB |  | - |  |  |  | 1.64' (500mm) | 1 (Unlimited) |  |  |  | - | Bulk |  | OFNG-LS | - |  |  | VersaBeam 106267 | [6 empty] | 2 | https://www.unikeyic.com/media/datasheet/d2/d7/e664/e3/a397055a22b62c7942c603164e1ac29c.pdf | https://www.unikeyic.com/products/fiber-optic-cables-and-cable-assemblies/1062672001/21855605.html
1062672011 | molex | 25: 93.6606 50: 89.1955 100: 85.3094 | Fiber Optic Cable Assembly 0.5m MTP to Versabeam POD Connector 12-12 POS M-F | MTP, Type A | VersaBeam Pod | 106267 | - | 0.07" (1.8mm) | Ribbon Fiber |  |  | Orange, Black Stripe | Black |  |  |  | - | 50/125 |  | 2.00dB |  | - |  |  |  | 1.64' (500mm) | 1 (Unlimited) |  |  |  | - | Bulk |  | OFNG-LS | - |  |  | VersaBeam 106267 | [6 empty] | 55 | https://www.unikeyic.com/media/datasheet/d2/d7/e664/e3/a397055a22b62c7942c603164e1ac29c.pdf | https://www.unikeyic.com/products/fiber-optic-cables-and-cable-assemblies/1062672011/18559784.html
1062672021 | molex | 1: 122.32 3: 120.065 5: 117.788 10: 115.522 | Cable Assembly Multi-Fiber 0.5m MTP to MTP 24 to 24 POS M-M | [23 empty] | Vendor Undefined |  |  |  |  | Tray |  |  |  | 14745402 |  | * | [6 empty] | 10 | https://www.unikeyic.com/media/datasheet/d2/d7/e664/dd/30ab5410047c7e33d4768f00a3e645c7.pdf | https://www.unikeyic.com/products/fiber-optic-cables-and-cable-assemblies/1062672021/22517773.html
1062672031 | molex | 1: 176.6772 10: 164.1427 | Cable Assembly Fiber 0.5m MTP Connector POD Connector 12 to 12 POS M-F | MTP, Type A | VersaBeam Pod (2) | 106267 | - | 0.07" (1.8mm) | Ribbon Fiber |  |  | Orange, Black Stripe | Black |  |  |  | - | 50/125 |  | 2.00dB |  | - |  |  |  | 1.64' (500mm) | 1 (Unlimited) |  |  |  | - | Bulk |  | OFNG-LS | - |  |  | VersaBeam 106267 | [6 empty] | 105 | https://www.unikeyic.com/media/datasheet/d2/d7/e664/dd/30ab5410047c7e33d4768f00a3e645c7.pdf | https://www.unikeyic.com/products/fiber-optic-cables-and-cable-assemblies/1062672031/16669939.html
1062672051 | molex | 1: 207.108 | Cable Assembly Multi-Fiber 0.5m MTP to MTP 48 to 48 POS M-M | MTP, Type A | VersaBeam Pod (4) | 106267 | - | 0.07" (1.8mm) | Ribbon Fiber |  |  | Orange, Black Stripe | Black |  |  |  | - | 50/125 |  | 2.00dB |  | - |  |  |  | 1.64' (500mm) | 1 (Unlimited) |  |  |  | - | Bulk |  | OFNG-LS | - | 3305781 |  | VersaBeam 106267 | [6 empty] | 2 | https://www.unikeyic.com/media/datasheet/d2/d7/e664/f9/df3744e266a02faab81e94816468e625.pdf | https://www.unikeyic.com/products/fiber-optic-cables-and-cable-assemblies/1062672051/15606336.html
1062673000 | molex | 2: 88.737 4: 87.087 7: 85.448 14: 83.798 | Cable Assembly Fiber Ribbon 0.3m MTP to Versabeam POD Connector 12-Pos F-M | MTP, Type A | VersaBeam Pod Ext | 106267 | - | 0.07" (1.8mm) | Ribbon Fiber |  |  | Orange, Black Stripe | Black |  |  |  | - | 50/125 |  | 2.00dB |  | - |  |  |  | 0.98' (300mm) | 1 (Unlimited) |  |  |  | - | Bulk |  | OFNG-LS | - |  |  | VersaBeam 106267 | [6 empty] | 14 | https://www.unikeyic.com/media/datasheet/d2/d7/e664/c1/bc70515aebec3b9ac98c4b1268625e1a.pdf | https://www.unikeyic.com/products/fiber-optic-cables-and-cable-assemblies/1062673000/19478988.html
1062673001 | molex | 2: 97.57 3: 95.876 6: 94.204 12: 92.521 | Fiber Optic Cable Assembly, 0.3m, MTP to Versabeam POD Connector, 12 to 12 POS, F-M, VersaBeam | [23 empty] | Vendor Undefined |  |  |  |  | Tray |  |  |  | 14746235 |  | * | [6 empty] | 13 | https://www.unikeyic.com/media/datasheet/d2/d7/e664/c1/bc70515aebec3b9ac98c4b1268625e1a.pdf | https://www.unikeyic.com/products/fiber-optic-cables-and-cable-assemblies/1062673001/14647213.html
106273-0629 | molex | 2: 55.242 15: 53.031 25: 50.908 | Cable LCD/PC JPR MM 50/125 2.0mm ZIP RSR 10m | [23 empty] | Vendor Undefined |  |  |  |  | Bulk |  |  |  | 14736250 |  | * | [6 empty] | 57 | https://www.unikeyic.com/media/datasheet/49/47/eb31/49/f41bb471725e74d668b3d9d239263d3a.pdf | https://www.unikeyic.com/products/fiber-optic-cables-and-cable-assemblies/106273-0629/17423890.html
106283-0245 | molex | 2: 111.221 3: 109.164 6: 107.107 11: 105.05 20: 102.982 | Cable Fiber Optic MPO To MPO 50/125 16.4' (5.0m) | [33 empty] | boxed | [7 empty] | 30 | https://www.unikeyic.com/media/about_us/Unikey_ISO_9001_Certification.pdf | https://www.unikeyic.com/products/fiber-optic-cables-and-cable-assemblies/106283-0245/692763600.html
106283-6339 | molex | 1: 184.965 2: 181.533 4: 178.123 7: 174.691 10: 171.259 | Cable Fiber Optic MPO To LC (8) 50/125 16.4' (5.0m) | [33 empty] | boxed | [7 empty] | 15 | https://www.unikeyic.com/media/about_us/Unikey_ISO_9001_Certification.pdf | https://www.unikeyic.com/products/fiber-optic-cables-and-cable-assemblies/106283-6339/692763299.html
106283-6382 | molex | 1: 287.309 5: 287.309 10: 279.697 20: 244.871 50: 237.732 100: 223.883 250: 217.448 | Fibre Optic Cable Assemblies QSFP-DD MPO-to-(8) LCD Jump Cble ASSY 3mm Single 16 Fiber 3m Yellow | [33 empty] | boxed | [7 empty] | 5 | https://www.unikeyic.com/media/about_us/Unikey_ISO_9001_Certification.pdf | https://www.unikeyic.com/products/fiber-optic-cables-and-cable-assemblies/106283-6382/692762335.html
1062831001 | molex | 1: 128.1488 10: 108.9343 25: 102.1203 50: 97.2526 100: 93.766 | Cable Assembly Fiber Optic 1m MTP to LC F-F | MTP, Type A | MTP, Type A | 106283 | 20mm | 0.12" (3.0mm) | - |  |  | - | Blue |  |  |  | Plenum | 50/125 |  | 1.00dB |  | - |  |  |  | 3.3' (1.0m) | 1 (Unlimited) |  |  |  | 0°C ~ 70°C | Bulk |  | OFNP | - | 2818509 |  | 106283 | [6 empty] | 5 | https://www.unikeyic.com/media/datasheet/d2/d7/e664/73/45dbbec525c28a86ce4f039b2ad3b2a3.pdf | https://www.unikeyic.com/products/fiber-optic-cables-and-cable-assemblies/1062831001/14383534.html
1062831002 | molex | 1: 128.034 10: 108.8327 30: 100.723 50: 97.1618 100: 93.6756 | Cable Assembly Multimode Fiber Optic 2m MTP to MTP F-F | MTP, Type A | MTP, Type A | 106283 | 20mm | 0.12" (3.0mm) | - |  |  | Aqua | Blue |  |  |  | - | 50/125 |  | 1.00dB |  | - |  |  |  | 6.6' (2.0m) | 1 (Unlimited) |  |  |  | 0°C ~ 70°C | Bulk |  | - | - |  |  | 106283 | [6 empty] | 30 | https://www.unikeyic.com/media/datasheet/a3/d9/f2b4/a3d9f2b4a016a4fd806e388ecab71463.pdf | https://www.unikeyic.com/products/fiber-optic-cables-and-cable-assemblies/1062831002/15514971.html
1062831003 | molex | 20: 101.2174 40: 98.6441 60: 96.9286 | Quad Small Form-factor Pluggable (QSFP) Optical Jumper Cable Assembly, 4 TX, 4 RX 8 Fiber MTP Multimode 50/125um 3.00mm Round Cable Plenum, High Bandwidth (OM3), 3.0m (9.84 Inch) Length, Aqua Cable | MTP, Type A | MTP, Type A | 106283 | 50mm | 0.12" (3.0mm) | - |  |  | Aqua | Aqua |  |  |  | Plenum | 50/125 |  | 1.00dB |  | - |  |  |  | 9.8' (3.0m) | 1 (Unlimited) |  |  |  | 0°C ~ 70°C | Bulk |  | OFNP | - |  |  | 106283 | [6 empty] | 200 | https://www.unikeyic.com/media/datasheet/61/da/476d/61/19f2925a3365606a953f7268fd9900e5.pdf | https://www.unikeyic.com/products/fiber-optic-cables-and-cable-assemblies/1062831003/17316621.html
1062831010 | molex | 1: 180.0174 10: 153.0347 25: 143.4649 50: 136.6273 | Quad Small Form-factor Pluggable (QSFP) Optical Jumper Cable Assembly, 4 TX, 4 RX 8 Fiber MTP Multimode 50/125um 3.00mm Round Cable Plenum, High Bandwidth (OM3), 10.0m (32.81 Inch) Length, Aqua Cable | MTP, Type A | MTP, Type A | 106283 | 20mm | 0.12" (3.0mm) | - |  |  | - | Blue |  |  |  | Plenum | 50/125 |  | 1.00dB |  | - |  |  |  | 32.8' (10.0m) | 1 (Unlimited) |  |  |  | 0°C ~ 70°C | Bulk |  | OFNP | - |  |  | 106283 | [6 empty] | 5 | https://www.unikeyic.com/media/datasheet/d2/d7/e664/73/45dbbec525c28a86ce4f039b2ad3b2a3.pdf | https://www.unikeyic.com/products/fiber-optic-cables-and-cable-assemblies/1062831010/16925158.html
1062835103 | molex | 10: 298.6242 20: 291.032 30: 285.9705 | Cable Assembly Fiber Optic, Plenum 5m MTP to 8(LC) F-M | LC Duplex (4) | MTP | 106283 | 50mm | 0.12" (3.0mm) | - |  |  | Aqua | - |  |  |  | Plenum | 50/125 |  | 0.50dB, 0.35dB |  | - |  |  |  | 16.4' (5.0m) | 1 (Unlimited) |  |  |  | 0°C ~ 70°C | Bulk |  | - | - |  |  | 106283 | [6 empty] | 100 | https://www.unikeyic.com/media/datasheet/7f/a3/336a/7f/65bc84644cd1bf03d60993be9646bca7.pdf | https://www.unikeyic.com/products/fiber-optic-cables-and-cable-assemblies/1062835103/18885379.html
1062835104 | molex | 10: 358.3812 20: 349.2697 30: 343.1955 | Cable Assembly Fiber Optic, Plenum 10m MTP to 8(LC) F-M | LC Duplex (4) | MTP | 106283 | 50mm | 0.12" (3.0mm) | - |  |  | Aqua | - |  |  |  | Plenum | 50/125 |  | 0.50dB, 0.35dB |  | - |  |  |  | 32.8' (10.0m) | 1 (Unlimited) |  |  |  | 0°C ~ 70°C | Bulk |  | - | - |  |  | 106283 | [6 empty] | 100 | https://www.unikeyic.com/media/datasheet/63/8b/56e2/63/ac2eb849e48833061f1da5b17ea96d37.pdf | https://www.unikeyic.com/products/fiber-optic-cables-and-cable-assemblies/1062835104/16138288.html
1062835302 | molex | 1: 393.0909 10: 334.191 25: 319.4797 | Cable Assembly Fiber Optic, 3m MTP to LC | LC (8) | MTP | 106283 | 50mm | 0.12" (3.0mm) | - |  |  | Aqua | - |  |  |  | Plenum | 50/125 |  | 0.50dB, 0.35dB |  | - |  |  |  | 9.8' (3.0m) | 1 (Unlimited) |  |  |  | 0°C ~ 70°C | Bulk |  | - | - | 2818530 |  | 106283 | [6 empty] | 2 | https://www.unikeyic.com/media/datasheet/cc/ac/1b1c/cc/8a7c50b842032342d8c32b17c7596729.pdf | https://www.unikeyic.com/products/fiber-optic-cables-and-cable-assemblies/1062835302/14633627.html
1062835304 | molex | 1: 348.623 2: 342.496 4: 336.391 | Cable Assembly Optical Cable 10m MTP to 8LC F-PL | [23 empty] | Vendor Undefined |  |  |  |  | Box |  |  |  | 14746394 |  | * | [6 empty] | 6 | https://www.unikeyic.com/media/datasheet/cc/ac/1b1c/cc/8a7c50b842032342d8c32b17c7596729.pdf | https://www.unikeyic.com/products/fiber-optic-cables-and-cable-assemblies/1062835304/17570168.html
1062837308 | molex | 1: 258.005 2: 247.687 5: 237.776 | Lumalink Cable Mtpe M F A 30Ft Om4 | MTP, Type B | MTP, Type B | 106283 | - | 0.18" (4.5mm) | - |  |  | - | - |  |  |  | Magnetic Power Connector (2), Reverse Wiring, Riser | 50/125 |  | - |  | - |  |  |  | 30.0' (9.1m) | 1 (Unlimited) |  |  |  | - | Bulk |  | - | - | 9675964 |  | Lumalink 106283 | [6 empty] | 10 | https://www.unikeyic.com/media/datasheet/7a/12/dbcd/7a/0e3d448bd5657ed43fc8194fe9794df4.pdf | https://www.unikeyic.com/products/fiber-optic-cables-and-cable-assemblies/1062837308/17422694.html
1062837332 | molex | 1: 751.729 2: 721.666 5: 692.791 | Fibre Optic Cable Assemblies Tracer Cbl MTPE-M/F A 150FT OM4 | MTP, Type B | MTP, Type B | 106283 | - | 0.18" (4.5mm) | - |  |  | - | - |  |  |  | Magnetic Power Connector (2), Reverse Wiring, Riser | 50/125 |  | - |  | - |  |  |  | 150.0' (45.7m) | 1 (Unlimited) |  |  |  | - | Bulk |  | - | - |  |  | Lumalink 106283 | [6 empty] | 5 | https://www.unikeyic.com/media/datasheet/7a/12/dbcd/7a/0e3d448bd5657ed43fc8194fe9794df4.pdf | https://www.unikeyic.com/products/fiber-optic-cables-and-cable-assemblies/1062837332/19968573.html
1062840005 | molex | 1: 222.6852 10: 206.5068 25: 193.2552 | CXP Optical Cable Assembly MTP-to-MTP, Multimode, 50/125um | [23 empty] | Vendor Undefined |  |  |  |  | Box | [5 empty] | * | [6 empty] | 8 | https://www.unikeyic.com/media/datasheet/52/48/ba1a/52/f7b8b9b5ff719f6235de49f127cb9f06.pdf | https://www.unikeyic.com/products/fiber-optic-cables-and-cable-assemblies/1062840005/19718569.html
1062840010 | molex | 1: 210.628 2: 206.734 3: 202.829 | CXP Optical Cable Assembly (IPASS+), MTP-to-MTP, Multimode, 50/125μm, Round | MTP, Type A | MTP, Type A | 106284 | 20mm | 0.15" (3.8mm) | - |  |  | Orange | Black |  |  |  | Plenum | 50/125 |  | - |  | - |  |  |  | 32.8' (10.0m) | 1 (Unlimited) |  |  |  | 0°C ~ 70°C | Bulk |  | OFNP | - |  |  | CXP 106284 | [6 empty] | 3 | https://www.unikeyic.com/media/datasheet/cf/2e/10cf/cf/f317d3cfe65d988535bc89f263bc42c0.pdf | https://www.unikeyic.com/products/fiber-optic-cables-and-cable-assemblies/1062840010/22272147.html
1062841003 | molex | 1: 233.398 3: 224.059 | Optical Cable Assembly, MTP-to-MTP, Multimode | MTP, Type A | MTP, Type A | 106284 | 20mm | 0.15" (3.8mm) | - |  |  | Aqua | Aqua |  |  |  | Plenum | 50/125 |  | - |  | - |  |  |  | 9.8' (3.0m) | 1 (Unlimited) |  |  |  | 0°C ~ 70°C | Bulk |  | OFNP | - | 5877823 |  | CXP 106284 | [6 empty] | 5 | https://www.unikeyic.com/media/datasheet/b0/af/28bd/b0/e43cc886775d643750fd9d2017c64ee4.pdf | https://www.unikeyic.com/products/fiber-optic-cables-and-cable-assemblies/1062841003/22244729.html
1062841020 | molex | 1: 538.4631 | CXP Optical Cable Assembly MTP-to-MTP, Multimode, 50/125um | MTP, Type A | MTP, Type A | 106284 | 20mm | 0.15" (3.8mm) | - |  |  | Aqua | Aqua |  |  |  | Plenum | 50/125 |  | - |  | - |  |  |  | 65.6' (20.0m) | 1 (Unlimited) |  |  |  | 0°C ~ 70°C | Bulk |  | OFNP | - |  |  | CXP 106284 | [6 empty] | 19 | https://www.unikeyic.com/media/datasheet/b0/af/28bd/b0/e43cc886775d643750fd9d2017c64ee4.pdf | https://www.unikeyic.com/products/fiber-optic-cables-and-cable-assemblies/1062841020/21208442.html
1068000058 | molex | 1: 62.967 2: 59.9302 3: 58.2191 5: 56.1221 7: 54.7756 10: 53.3773 | Polymicro Technologies Optical Fiber, Low OH, VIS-NIR, 100μm, FIP100110125 |  |  | 106800 | - |  |  | 110µm | - |  |  | 100µm | - |  | - |  |  |  | 0.005" (0.13mm) | Polyimide | Amber | 82.02' (25.00m) |  |  | Not Applicable |  | 0.22 |  | -65°C ~ 300°C | Spool |  | - |  | 5863595 |  | FI, Polymicro Technologies |  |  |  | Standard | - |  | 2 | https://www.unikeyic.com/media/datasheet/0e/7f/2adb/0e7f2adb9ddd2139629f2eeab9a5df75.pdf | https://www.unikeyic.com/products/fiber-optic-cables-and-cable-assemblies/1068000058/22594148.html
1068000101 | molex | 1,000: 5.8479 2,000: 5.6992 3,000: 5.6001 | Polymicro Technologies™, Optical Fiber, High -OH, UV, 200um, FVP200220240 |  |  | 106800 | - |  |  | 220µm | - |  |  | 200µm | - |  | - |  |  |  | 0.009" (0.23mm) | Polyimide | Amber | 82.02' (25.00m) |  |  | 1 (Unlimited) |  | 0.22 |  | -65°C ~ 300°C | Spool |  | - |  | 5863594 |  | FV, Polymicro Technologies |  |  |  | Standard | - |  | 10000 | https://www.unikeyic.com/media/datasheet/97/e4/ad79/97/d47e2533a78adbefd47002873c198a1c.pdf | https://www.unikeyic.com/products/fiber-optic-cables-and-cable-assemblies/1068000101/17823751.html
1068000108 | molex | 1: 90.0139 | Polymicro Technologies™, Optical Fiber, High -OH, UV, 200um, FVP200240280 |  |  | 106800 | - |  |  | 240µm | - |  |  | 200µm | - |  | - |  |  |  | - | Polyimide | Amber | - |  |  | 1 (Unlimited) |  | 0.22 |  | -65°C ~ 300°C | Bulk |  | - |  |  |  | FV, Polymicro Technologies |  |  |  | Standard | - |  | 1 | https://www.unikeyic.com/media/datasheet/a1/9f/a3cb/a1/cee959f9ac2f6c4f10ed55b185572619.pdf | https://www.unikeyic.com/products/fiber-optic-cables-and-cable-assemblies/1068000108/17645752.html
1068022382 | molex | 1: 101.2867 2: 98.7116 3: 96.9949 | Polymicro Technologies™, Deep UV Optical Fiber, Solarization Resistent, 600um, FDP600660710 |  |  | 106802 | [20 empty] | 1 (Unlimited) |  |  |  |  | Bulk |  |  |  | 15714974 |  | * | [6 empty] | 10 | https://www.unikeyic.com/media/about_us/Unikey_ISO_9001_Certification.pdf | https://www.unikeyic.com/products/fiber-optic-cables-and-cable-assemblies/1068022382/20909800.html
1068022383 | molex | 50: 9.2773 100: 9.0414 150: 8.8842 | Polymicro Technologies™, Deep UV Optical Fiber, Solarization Resistent, 200um, FDP200220240 | [12 empty] | 1068022383 molex | [28 empty] | 500 | https://www.unikeyic.com/media/datasheet/88/4f/d37f/884fd37fb4a70eee468f5ebcbd3ec86a.pdf | https://www.unikeyic.com/products/fiber-optic-cables-and-cable-assemblies/1068022383/22497428.html
1068022407 | molex | 100: 7.8584 200: 7.6586 300: 7.5254 | Polymicro Technologies Deep UV Optical Fiber, Solarization Resistant, 100um, FDP100110125 | [41 empty] | 1000 | https://www.unikeyic.com/media/about_us/Unikey_ISO_9001_Certification.pdf | https://www.unikeyic.com/products/fiber-optic-cables-and-cable-assemblies/1068022407/16676699.html
1111451151 | molex | 2: 84.524 7: 81.004 13: 77.759 63: 74.646 188: 71.544 | ZSFP+ TO ZSFP+ 28G Passive Cable Assembly |  |  | 111145 | [20 empty] | Not Applicable |  |  |  |  | Bulk |  |  |  | 15720721 |  | * | [6 empty] | 826 | https://www.unikeyic.com/media/datasheet/d7/92/caa8/d792caa8b860727ce939e702d940c9e6.pdf | https://www.unikeyic.com/products/fiber-optic-cables-and-cable-assemblies/1111451151/18521312.html
1111843 | PHOENIX CONTACT | 1: 32.7749 |  | LC Duplex | LC Duplex |  | - | - | - |  |  | Orange | Beige |  |  |  | Low Smoke | - |  | - |  | Low Smoke Zero Halogen (LSZH) |  |  |  | 9.8' (3.0m) | 1 (Unlimited) |  |  |  | -20°C ~ 60°C | Bulk |  | LSZH | - |  |  | - | [6 empty] | 1 | https://www.unikeyic.com/media/datasheet/cb/fb/6cc0/cbfb6cc0e5c2101a58fe8963647a6bb2.pdf | https://www.unikeyic.com/products/fiber-optic-cables-and-cable-assemblies/1111843/16303451.html
1115545 | PHOENIX CONTACT | 1: 50.4741 5: 49.5728 10: 49.5728 25: 48.6715 50: 48.6715 | FIBRE CABLE, SC DUPLEX-SC DUPLEX, 500MM; | SC Duplex | SC Duplex |  | - | 0.08" (2.0mm) | - |  |  | Yellow | Green |  |  |  | Low Smoke | - |  | - |  | Low Smoke Zero Halogen (LSZH) |  |  |  | 1.64' (500mm) | 1 (Unlimited) |  |  |  | -20°C ~ 60°C | Bulk |  | LSZH | - |  |  | - | [6 empty] | 1 | https://www.unikeyic.com/media/about_us/Unikey_ISO_9001_Certification.pdf | https://www.unikeyic.com/products/fiber-optic-cables-and-cable-assemblies/1115545/12048991.html
1115560 | PHOENIX CONTACT | 1: 24.0331 5: 22.8398 | Phoenix Contact OM2 Multimode Fiber Cable, ST to ST, 1m | ST Duplex | ST Duplex |  | - | 0.08" (2.0mm) | - |  |  | Orange | Black, Red |  |  |  | Low Smoke | - |  | - |  | Low Smoke Zero Halogen (LSZH) |  |  |  | 3.3' (1.0m) | 1 (Unlimited) |  |  |  | -20°C ~ 60°C | Bulk |  | LSZH | - | 13175671 |  | - | [6 empty] | 4 | https://www.unikeyic.com/media/about_us/Unikey_ISO_9001_Certification.pdf | https://www.unikeyic.com/products/fiber-optic-cables-and-cable-assemblies/1115560/21789157.html
1115587 | PHOENIX CONTACT | 1: 29.853 5: 26.8652 | Phoenix Contact OM2 Multimode Fiber Cable, ST to LC, 2m | LC Duplex | ST Duplex |  | - | 0.08" (2.0mm) | - |  |  | Orange | Beige, Black, Red |  |  |  | Low Smoke | - |  | - |  | Low Smoke Zero Halogen (LSZH) |  |  |  | 6.6' (2.0m) | 1 (Unlimited) |  |  |  | -20°C ~ 60°C | Bulk |  | LSZH | - | 13175589 |  | - | [6 empty] | 25 | https://www.unikeyic.com/media/about_us/Unikey_ISO_9001_Certification.pdf | https://www.unikeyic.com/products/fiber-optic-cables-and-cable-assemblies/1115587/18825342.html
1115588 | PHOENIX CONTACT | 1: 24.865 5: 22.3898 | Phoenix Contact OM2 Multimode Fiber Cable, ST to LC, 1m | LC Duplex | ST Duplex |  | - | 0.08" (2.0mm) | - |  |  | Orange | Beige, Black, Red |  |  |  | Low Smoke | - |  | - |  | Low Smoke Zero Halogen (LSZH) |  |  |  | 3.3' (1.0m) | 1 (Unlimited) |  |  |  | -20°C ~ 60°C | Bulk |  | LSZH | - |  |  | - | [6 empty] | 2 | https://www.unikeyic.com/media/about_us/Unikey_ISO_9001_Certification.pdf | https://www.unikeyic.com/products/fiber-optic-cables-and-cable-assemblies/1115588/21985195.html
1115601 | PHOENIX CONTACT | 1: 132.44 | MULTI-MODE OM4 DUPLEX JUMPER LC | LC Duplex | SC Duplex |  | - | 0.08" (2.0mm) | - |  |  | Violet | Violet |  |  |  | Low Smoke | - |  | - |  | Low Smoke Zero Halogen (LSZH) |  |  |  | 3.3' (1.0m) | 1 (Unlimited) |  |  |  | -20°C ~ 60°C | Bulk |  | LSZH | - | 13175630 |  | - | [6 empty] | 2 | https://www.unikeyic.com/media/about_us/Unikey_ISO_9001_Certification.pdf | https://www.unikeyic.com/products/fiber-optic-cables-and-cable-assemblies/1115601/21897219.html
1115602 | PHOENIX CONTACT | 1: 132.44 | FO patch cable | LC Duplex | SC Duplex |  | - | 0.08" (2.0mm) | - |  |  | Violet | Violet |  |  |  | Low Smoke | - |  | - |  | Low Smoke Zero Halogen (LSZH) |  |  |  | 1.64' (500mm) | 1 (Unlimited) |  |  |  | -20°C ~ 60°C | Bulk |  | LSZH | - | 13175629 |  | - | [6 empty] | 2 | https://www.unikeyic.com/media/about_us/Unikey_ISO_9001_Certification.pdf | https://www.unikeyic.com/products/fiber-optic-cables-and-cable-assemblies/1115602/19768486.html
1115604 | PHOENIX CONTACT | 1: 137.665 | MULTI-MODE OM2 DUPLEX JUMPER LC | LC Duplex | SC Duplex |  | - | 0.08" (2.0mm) | - |  |  | Orange | Beige |  |  |  | Low Smoke | - |  | - |  | Low Smoke Zero Halogen (LSZH) |  |  |  | 9.8' (3.0m) | 1 (Unlimited) |  |  |  | -20°C ~ 60°C | Bulk |  | LSZH | - | 13175569 |  | - | [6 empty] | 2 | https://www.unikeyic.com/media/about_us/Unikey_ISO_9001_Certification.pdf | https://www.unikeyic.com/products/fiber-optic-cables-and-cable-assemblies/1115604/19561204.html
1115608 | PHOENIX CONTACT | 1: 128.568 | MULTI-MODE OM2 DUPLEX JUMPER LC | LC Duplex | SC Duplex |  | - | 0.08" (2.0mm) | - |  |  | Orange | Beige |  |  |  | Low Smoke | - |  | - |  | Low Smoke Zero Halogen (LSZH) |  |  |  | 1.64' (500mm) | 1 (Unlimited) |  |  |  | -20°C ~ 60°C | Bulk |  | LSZH | - | 13175632 |  | - | [6 empty] | 1 | https://www.unikeyic.com/media/datasheet/08/cc/406f/08cc406f49a98a41f49a5c92606128a7.pdf | https://www.unikeyic.com/products/fiber-optic-cables-and-cable-assemblies/1115608/18754037.html
1115624 | PHOENIX CONTACT | 1: 88.8064 5: 88.8064 | Phoenix Contact OM4 Multimode Fiber Cable, LC to LC, 2m | LC Duplex | LC Duplex |  | - | - | - |  |  | Violet | Violet |  |  |  | Low Smoke | - |  | - |  | Low Smoke Zero Halogen (LSZH) |  |  |  | 6.6' (2.0m) | 1 (Unlimited) |  |  |  | -20°C ~ 60°C | Bulk |  | LSZH | - | 13175627 |  | - | [6 empty] | 1 | https://www.unikeyic.com/media/datasheet/d4/5e/fa8f/d45efa8f2b070b5ca9b4b98e1da5d458.pdf | https://www.unikeyic.com/products/fiber-optic-cables-and-cable-assemblies/1115624/15052104.html
1115629 | PHOENIX CONTACT | 1: 156.09 | Phoenix Contact OS2 Single Mode Fiber Cable, LC to LC, 2m | LC Duplex | LC Duplex |  | - | - | - |  |  | Yellow | Blue |  |  |  | Low Smoke | - |  | - |  | Low Smoke Zero Halogen (LSZH) |  |  |  | 6.6' (2.0m) | 1 (Unlimited) |  |  |  | -20°C ~ 60°C | Bulk |  | LSZH | - | 13175590 |  | - | [6 empty] | 1 | https://www.unikeyic.com/media/datasheet/66/c0/60bf/66c060bf6c7e899f20a312f1fd3107a8.pdf | https://www.unikeyic.com/products/fiber-optic-cables-and-cable-assemblies/1115629/16408331.html
1127000 | PHOENIX CONTACT | 1: 2260.5264 | FIB OPT CBL M17-M17 MULT 170M | M17 | M17 |  | 80mm | 0.30" (7.5mm) | - |  |  | Black | Silver |  |  |  | - | 62.5/125 |  | - |  | Low Smoke Zero Halogen (LSZH) |  |  |  | 557.7' (170.0m) | 1 (Unlimited) |  |  |  | -40°C ~ 85°C | Bulk |  | LSZH | - | 13907288 |  | - | [6 empty] | 1 | https://www.unikeyic.com/media/datasheet/cc/06/0f65/cc060f653ffac95250bb2491a5e2cc6a.pdf | https://www.unikeyic.com/products/fiber-optic-cables-and-cable-assemblies/1127000/18860892.html
1127001 | PHOENIX CONTACT | 1: 2167.8084 | M17 TO M17 62.5/125 524.9' (160.0 m) | M17 | M17 |  | 80mm | 0.30" (7.5mm) | - |  |  | Black | Silver |  |  |  | - | 62.5/125 |  | - |  | Low Smoke Zero Halogen (LSZH) |  |  |  | 524.9' (160.0m) | 1 (Unlimited) |  |  |  | -40°C ~ 85°C | Bulk |  | LSZH | - | 13907203 |  | - | [6 empty] | 1 | https://www.unikeyic.com/media/datasheet/06/b4/3381/06b4338131dd1c727e952bf7bbd37dcf.pdf | https://www.unikeyic.com/products/fiber-optic-cables-and-cable-assemblies/1127001/14631478.html
1146514 | PHOENIX CONTACT | 1: 61.5384 | LC TO LC 16.4' (5.0m) | LC Duplex | LC Duplex |  | - | 0.08" (2.0mm) | - |  |  | Orange | Beige |  |  |  | Low Smoke | - |  | - |  | Low Smoke Zero Halogen (LSZH) |  |  |  | 16.4' (5.0m) | 1 (Unlimited) |  |  |  | -20°C ~ 60°C | Bag |  | LSZH | - | 13279802 |  | - | [6 empty] | 4 | https://www.unikeyic.com/media/datasheet/88/55/297a/8855297a4aa7c1a75b68c0030ae3b4aa.pdf | https://www.unikeyic.com/products/fiber-optic-cables-and-cable-assemblies/1146514/21922078.html
13001 | BYSEMI | 3,000: 0.0095 6,000: 0.0093 9,000: 0.009 | [42 empty] | 180000 | https://www.unikeyic.com/media/about_us/Unikey_ISO_9001_Certification.pdf | https://www.unikeyic.com/products/fiber-optic-cables-and-cable-assemblies/13001/687792175.html
1374484-1 | TE Connectivity | 3: 40.975 7: 40.216 14: 39.457 15: 37.939 | Fiber Optic Connectors POLISHING FILM 9M DIA | [12 empty] | 1374484-1 TE Connectivity | [16 empty] | On sale |  |  |  | bulk | [7 empty] | 52 | https://www.unikeyic.com/media/datasheet/01/04/7d4d/01047d4dbcda2d01be4ee6349f81ea63.pdf | https://www.unikeyic.com/products/fiber-optic-cables-and-cable-assemblies/1374484-1/22282852.html
14100901KC-D1 | Amphenol | 1: 214.1532 10: 182.0534 25: 170.6689 50: 164.43 | ARINC 801, MM 50/125UM, PIN TO P | ST | ST | 14100901KC | - | - | - |  |  | Aqua | - |  |  |  | - | 52/125 |  | 0.50dB |  | - |  |  |  | 1.64' (500mm) | 1 (Unlimited) |  |  |  | - | Bag |  | - | - |  |  | - | [6 empty] | 10 | https://www.unikeyic.com/media/datasheet/80/a8/98f7/80/a615c8b6217f86169c2a6ddb276568cd.pdf | https://www.unikeyic.com/products/fiber-optic-cables-and-cable-assemblies/14100901kc-d1/19167016.html
1411051 | PHOENIX CONTACT | 1: 10199.4166 | [13 empty] | 1411051 PHOENIX CONTACT | [16 empty] | On sale |  |  |  | bulk | [7 empty] | 100 | https://www.unikeyic.com/media/datasheet/58/09/68b3/58/5130e9ea33cabe66613bab0e398c85cc.pdf | https://www.unikeyic.com/products/fiber-optic-cables-and-cable-assemblies/1411051/20627094.html
1656673 | PHOENIX CONTACT | 1: 53.2321 | Phoenix,VS-SCRJ-POF-POLISH,Fiber Optic Accessories,Phoenix Contact Polishing Kit, 25.2g, 1.42in, Kit includes polisher x 1,polishing disc x 2 | [15 empty] | Fiber Optic Connectors | [7 empty] | 1 (Unlimited) |  |  |  |  | Bulk | [5 empty] | - | - | - |  |  |  | 0.055 lb (24.95 g) | 100 | https://www.unikeyic.com/media/datasheet/74/c4/bfc0/74/181d2b154c6a8af7b51a1a5f399746e9.pdf | https://www.unikeyic.com/products/fiber-optic-cables-and-cable-assemblies/1656673/16647529.html
17-300190-02 | CONEC Elektronische Bauelemente | 10: 217.3726 30: 201.744 50: 171.1978 100: 163.3849 200: 154.8597 | IP67 Duplex LC MM Fiber Optic | [12 empty] | 17-300190-02 CONEC Elektronische Bauelemente | [7 empty] | 6.6' (2.0m) | [8 empty] | On sale |  |  |  | Bagged | [7 empty] | 10000 | https://www.unikeyic.com/media/datasheet/ff/14/f7d5/ff/50f1348fec57b3fd037e7d39f23bda54.pdf | https://www.unikeyic.com/products/fiber-optic-cables-and-cable-assemblies/17-300190-02/20655241.html
17-300190-05 | CONEC Elektronische Bauelemente | 10: 253.5584 30: 235.3295 50: 199.6981 100: 190.583 200: 180.6401 | IP67 Duplex LC MM Fiber Optic | [12 empty] | 17-300190-05 CONEC Elektronische Bauelemente | [7 empty] | 16.4'（5.0m） | [8 empty] | On sale |  |  |  | Bagged | [7 empty] | 10000 | https://www.unikeyic.com/media/datasheet/ff/14/f7d5/ff/50f1348fec57b3fd037e7d39f23bda54.pdf | https://www.unikeyic.com/products/fiber-optic-cables-and-cable-assemblies/17-300190-05/16444469.html
17-300190-10 | CONEC Elektronische Bauelemente | 10: 313.7757 30: 291.2158 50: 247.1238 100: 235.8445 200: 223.539 | IP67 Duplex LC MM Fiber Optic | [12 empty] | 17-300190-10 CONEC Elektronische Bauelemente | [7 empty] | 32.8' (10.0m) | [8 empty] | On sale |  |  |  | Bagged | [7 empty] | 10000 | https://www.unikeyic.com/media/datasheet/ff/14/f7d5/ff/50f1348fec57b3fd037e7d39f23bda54.pdf | https://www.unikeyic.com/products/fiber-optic-cables-and-cable-assemblies/17-300190-10/20669579.html
17-300310-05 | CONEC Elektronische Bauelemente | 10: 273.6728 30: 253.9973 50: 215.5396 100: 205.7017 200: 194.9691 | IP67 Duplex LC MM Patch Cord | [12 empty] | 17-300310-05 CONEC Elektronische Bauelemente | [7 empty] | 16.4' (5.0m) | [5 empty] | -40℃~85℃ |  |  | On sale |  |  |  | Bagged | [7 empty] | 10000 | https://www.unikeyic.com/media/datasheet/d8/23/4985/d8/f737486b91707db77b354e7edc4f0d6e.pdf | https://www.unikeyic.com/products/fiber-optic-cables-and-cable-assemblies/17-300310-05/18652635.html
17-300310-10 | CONEC Elektronische Bauelemente | 10: 333.9204 30: 309.9139 50: 262.9902 100: 250.9856 200: 237.8918 | Cable Assembly Fiber Optic Patch Cord | [12 empty] | 17-300310-10 CONEC Elektronische Bauelemente | [7 empty] | 32.8' (10.0m) | [5 empty] | -40℃~85℃ |  |  | On sale |  |  |  | Bagged | [7 empty] | 10000 | https://www.unikeyic.com/media/datasheet/d8/23/4985/d8/f737486b91707db77b354e7edc4f0d6e.pdf | https://www.unikeyic.com/products/fiber-optic-cables-and-cable-assemblies/17-300310-10/15639920.html
17-300330-05 | CONEC Elektronische Bauelemente | 10: 333.9204 30: 309.9139 50: 262.9902 100: 250.9856 200: 237.8918 | IP67 Duplex LC SM Patch Cord | [12 empty] | 17-300330-05 CONEC Elektronische Bauelemente | [7 empty] | 16.4' (5.0m) | [8 empty] | On sale |  |  |  | Bagged | [7 empty] | 10000 | https://www.unikeyic.com/media/datasheet/c3/df/5dcf/c3/413e1c2e37a831e30f2c3e9d6f1586e1.pdf | https://www.unikeyic.com/products/fiber-optic-cables-and-cable-assemblies/17-300330-05/20206641.html
180XL | Tempo Communications | 1: 190.454 5: 190.454 | Tempo Fiber Optic Test Kit, +45°C -10°C | [15 empty] | Fiber Optic Cables | [7 empty] | 1 (Unlimited) |  |  |  |  | Bulk |  |  |  | 6816830 |  | - | - | - |  |  |  | 0.15 lb (68.04 g) | 25 | https://www.unikeyic.com/media/datasheet/e7/33/cc4a/e7/43c724f54e09fb996e246062460c9264.pdf | https://www.unikeyic.com/products/fiber-optic-cables-and-cable-assemblies/180xl/18436431.html
1828352-1 | TE Connectivity | 1: 235.972 | Fibre Optic Connectors VISUAL FAULT LOC W/2.5MM CAP |  |  | 1828352 | [12 empty] | Fiber Optic Connectors | [7 empty] | Not Applicable |  |  |  |  | Box | [5 empty] | AMP | - | - |  |  |  | 0.33 lb (149.69 g) | 1 | https://www.unikeyic.com/media/datasheet/98/3a/2acd/983a2acd9f5ab2fa2a1a4a33f37fbf0b.pdf | https://www.unikeyic.com/products/fiber-optic-cables-and-cable-assemblies/1828352-1/16351558.html
1884982 | PHOENIX CONTACT | 1: 84.103 | Fiber Optic Connector, Polisher, 40mm(L) × 9.65mm(W) × 40mm(D) | [15 empty] | Fiber Optic Connectors | [7 empty] | 1 (Unlimited) |  |  |  |  | Bulk |  |  |  | 5197444 |  | - | - | FSMA Connectors |  |  |  | 0.131 lb (59.42 g) | 1 | https://www.unikeyic.com/media/datasheet/20/70/e3ca/20/062f6cc493f35d15826fa0904ce16eb1.pdf | https://www.unikeyic.com/products/fiber-optic-cables-and-cable-assemblies/1884982/22527093.html
1938208-1 | TE Connectivity | 2: 73.92 4: 72.545 8: 71.181 10: 68.442 50: 43.802 | Cable Assembly OFNP 1m MPO to MPO PL-PL | MPO | MPO | 1938208 | - | 0.12" (3.0mm) | Buffered Fiber |  |  | Orange | Black |  |  |  | Riser | 50/125 |  | 0.50dB |  | - |  |  |  | 3.3' (1.0m) | 1 (Unlimited) |  |  |  | - | Box |  | OFNR | - | 1864066 |  | - | [6 empty] | 66 | https://www.unikeyic.com/media/datasheet/46/9a/4d13/46/d7cd1d1724451f65a5fce28a4540481d.pdf | https://www.unikeyic.com/products/fiber-optic-cables-and-cable-assemblies/1938208-1/20041531.html
2-1987226-7 | TE Connectivity | 10,000: 0.33 70,000: 0.3014 | QSFP Fiber Optic Cable Assembly | [12 empty] | 2-1987226-7 TE Connectivity | [16 empty] | On sale |  |  |  | bulk | [7 empty] | 70000 | https://www.unikeyic.com/media/datasheet/e1/e5/17d7/e1e517d727b8879384a3695d84d27515.pdf | https://www.unikeyic.com/products/fiber-optic-cables-and-cable-assemblies/2-1987226-7/5092564.html
2016022306AS-D1 | Amphenol | 1: 337.1255 | ST TO ST 50/125 3.3' (1.0m) | ST | ST | 20160223 | - | - | - |  |  | Aqua | - |  |  |  | - | 50/125 |  | 0.50dB |  | - |  |  |  | 3.3' (1.0m) | 1 (Unlimited) |  |  |  | - | Bag |  | - | - | 13280929 |  | - | [6 empty] | 6 | https://www.unikeyic.com/media/datasheet/a8/ec/3ead/a8/3955dc488b036f80f34d0d6fb59d0933.pdf | https://www.unikeyic.com/products/fiber-optic-cables-and-cable-assemblies/2016022306as-d1/19072507.html
20200011011 | HARTING | 500: 2.4155 1,000: 2.2947 1,500: 2.2263 2,500: 2.1425 3,500: 2.0886 5,000: 2.0326 | CBL FIBER OPTIC POF |  |  |  | - |  |  | - | - |  |  | - | - |  | - |  |  |  | - | - | - | - |  |  | 1 (Unlimited) |  |  |  | - | Bulk |  | - |  | 4325822 |  | - |  |  |  | - | - |  | 3000 | https://www.unikeyic.com/media/about_us/Unikey_ISO_9001_Certification.pdf | https://www.unikeyic.com/products/fiber-optic-cables-and-cable-assemblies/20200011011/22502589.html
2061529-7 | TE Connectivity | 2: 82.445 10: 79.145 | Cable Assembly LSZH 7m Duplex LC to Duplex LC PL-PL |  |  | 2061529 | [20 empty] | 1 (Unlimited) |  |  |  |  | Bulk | [5 empty] | * | [6 empty] | 10 | https://www.unikeyic.com/media/datasheet/de/dd/299f/de/1d8b60769073b45ade1d5698a551f909.pdf | https://www.unikeyic.com/products/fiber-optic-cables-and-cable-assemblies/2061529-7/21571434.html
2148041-5 | TE Connectivity | 1: 134.772 | Cable Assembly 5m MPO to 2(LC) 24 to 2 POS F-PL | MPO | LC Duplex (12) | 2148041 | - | 0.15" (3.8mm) | Twin Zip |  |  | Aqua | Beige, Black |  |  |  | - | - |  | 1.07dB |  | - |  |  |  | 65.6' (20.0m) | 1 (Unlimited) |  |  |  | - | Bulk |  | - | - | 5347283 |  | - | [6 empty] | 1 | https://www.unikeyic.com/media/datasheet/37/a6/b290/37/4ec65573497d5777367373e0ed2b5d94.pdf | https://www.unikeyic.com/products/fiber-optic-cables-and-cable-assemblies/2148041-5/18360710.html
2323766-7 | TE Connectivity | 50: 206.9058 | QSFP DD Cable Assembly | [41 empty] | 5000 | https://www.unikeyic.com/media/about_us/Unikey_ISO_9001_Certification.pdf | https://www.unikeyic.com/products/fiber-optic-cables-and-cable-assemblies/2323766-7/15403793.html
2340655-3 | TE Connectivity | 50: 84.6352 | QSFP28 to Dual QSFP28 Direct Attach Cable, Madison TurboTwin, 32 AWG, 25 Gb/s | [12 empty] | 2340655-3 TE Connectivity | [28 empty] | 5000 | https://www.unikeyic.com/media/datasheet/2c/83/c283/2c83c2837b86c79566b024f2447542fe.pdf | https://www.unikeyic.com/products/fiber-optic-cables-and-cable-assemblies/2340655-3/683080531.html
2744319 | PHOENIX CONTACT | 1: 22.6952 |  |  |  |  | - |  |  | 1000µm | Polyurethane (PUR) |  |  | 980µm | Polyamide (PA) |  | - |  |  |  | 0.236" (5.99mm) | Polyurethane (PU) | Red | 3.28' (1.00m) |  |  | 1 (Unlimited) |  | 0.5 |  | -20°C ~ 70°C | - |  | - |  |  |  | - |  |  |  | Standard | - |  | 100 | https://www.unikeyic.com/media/datasheet/dc/91/2ad8/dc912ad831a5f8a7c79e0fb58543d780.pdf | https://www.unikeyic.com/products/fiber-optic-cables-and-cable-assemblies/2744319/18307019.html
2744322 | PHOENIX CONTACT | 1: 36.1178 | Polymer Fiber Cable 2Fibers 8.5mm Red | [12 empty] | 2744322 PHOENIX CONTACT | [13 empty] | -20℃~70℃ |  |  | On sale | [11 empty] | 100 | https://www.unikeyic.com/media/datasheet/ab/a1/f622/aba1f6229e528d189a75b828b8076959.pdf | https://www.unikeyic.com/products/fiber-optic-cables-and-cable-assemblies/2744322/21132830.html
2744335 | PHOENIX CONTACT | 1: 36.1178 |  |  |  |  | - |  |  | 1000µm | Polyurethane (PUR) |  |  | 980µm | Polyamide (PA) |  | - |  |  |  | 0.315" (8.00mm) | Polyurethane (PU) | Red | 3.28' (1.00m) |  |  | 1 (Unlimited) |  | 0.5 |  | -20°C ~ 70°C | Bulk |  | - |  |  |  | - |  |  |  | Standard | - |  | 32 | https://www.unikeyic.com/media/datasheet/46/5f/0c71/46/00ad123b373d055e2a91ffcfdf84277e.pdf | https://www.unikeyic.com/products/fiber-optic-cables-and-cable-assemblies/2744335/15540802.html
2799322 | PHOENIX CONTACT | 1: 29.503 | Fiberglass cable, duplex 50/125 um, by the meter, without connector, for indoor installation |  |  |  | 65mm |  |  | 125µm | - |  |  | 50µm | - |  | - |  |  |  | 0.315" (8.00mm) | Polyurethane (PU) | Orange | 3.28' (1.00m) |  |  | 1 (Unlimited) |  |  |  | -20°C ~ 70°C | Bulk |  | - |  |  |  | - |  |  |  | Standard | - |  | 100 | https://www.unikeyic.com/media/datasheet/b8/11/e549/b811e549b9cdf548007a291115fb34cd.pdf | https://www.unikeyic.com/products/fiber-optic-cables-and-cable-assemblies/2799322/14073285.html
2799885 | PHOENIX CONTACT | 1: 29.1244 |  |  |  |  | - |  |  | 230µm | - |  |  | 200µm | - |  | - |  |  |  | 0.315" (8.00mm) | Polyurethane (PU) | Orange | 3.28' (1.00m) |  |  | 1 (Unlimited) |  |  |  | -40°C ~ 70°C | Bulk |  | - |  | 3596781 |  | - |  |  |  | Standard | - |  | 100 | https://www.unikeyic.com/media/datasheet/c5/81/69c8/c5/bb89a4864bd499646c346da7a3c882de.pdf | https://www.unikeyic.com/products/fiber-optic-cables-and-cable-assemblies/2799885/14568282.html
2821986-1 | TE Connectivity | 50: 184.466 | [13 empty] | 2821986-1 TE Connectivity | [28 empty] | 5000 | https://www.unikeyic.com/media/datasheet/c4/e3/98f2/c4e398f2df32abb99f45056576e86690.pdf | https://www.unikeyic.com/products/fiber-optic-cables-and-cable-assemblies/2821986-1/682639655.html
2821986-2 | TE Connectivity | 50: 197.5412 | [13 empty] | 2821986-2 TE Connectivity | [28 empty] | 5000 | https://www.unikeyic.com/media/datasheet/c4/e3/98f2/c4e398f2df32abb99f45056576e86690.pdf | https://www.unikeyic.com/products/fiber-optic-cables-and-cable-assemblies/2821986-2/30460582.html
2821986-3 | TE Connectivity | 50: 210.4396 | [13 empty] | 2821986-3 TE Connectivity | [28 empty] | 5000 | https://www.unikeyic.com/media/datasheet/c4/e3/98f2/c4e398f2df32abb99f45056576e86690.pdf | https://www.unikeyic.com/products/fiber-optic-cables-and-cable-assemblies/2821986-3/681902463.html
2821987-1 | TE Connectivity | 50: 231.1126 | QSFP-DD to QSFP Cable Assembly, 32 Positions | [12 empty] | 2821987-1 TE Connectivity | [28 empty] | 5000 | https://www.unikeyic.com/media/datasheet/4a/ee/1940/4aee19404c6df6b057e10b6ce2486369.pdf | https://www.unikeyic.com/products/fiber-optic-cables-and-cable-assemblies/2821987-1/6497056.html
2821987-2 | TE Connectivity | 50: 246.4847 | [13 empty] | 2821987-2 TE Connectivity | [28 empty] | 5000 | https://www.unikeyic.com/media/datasheet/4a/ee/1940/4aee19404c6df6b057e10b6ce2486369.pdf | https://www.unikeyic.com/products/fiber-optic-cables-and-cable-assemblies/2821987-2/683145999.html
2821987-3 | TE Connectivity | 50: 260.6201 | QSFP-DD to QSFP Cable Assembly, 32 Positions | [12 empty] | 2821987-3 TE Connectivity | [28 empty] | 5000 | https://www.unikeyic.com/media/datasheet/4a/ee/1940/4aee19404c6df6b057e10b6ce2486369.pdf | https://www.unikeyic.com/products/fiber-optic-cables-and-cable-assemblies/2821987-3/682562701.html
2901802 | PHOENIX CONTACT | 1: 285.823 |  | LC Duplex | SCRJ Duplex |  | 60mm | 0.22" (5.7mm) | Break-Out |  |  | Orange | Black, Red |  |  |  | IP20 | 50/125 |  | - |  | Flame Retardant Non-Corrosive (FRNC) |  |  |  | 3.3' (1.0m) | 1 (Unlimited) |  |  |  | -5°C ~ 70°C | Bulk |  | - | - | 3604521 |  | - | [6 empty] | 100 | https://www.unikeyic.com/media/about_us/Unikey_ISO_9001_Certification.pdf | https://www.unikeyic.com/products/fiber-optic-cables-and-cable-assemblies/2901802/21650536.html
35-0020LCLC-C | ATGBICS | 1: 13.875 | LC-LCOM3 Fiber Patch MM D 2m | - | LC/UPC |  |  | 0.12" (3.0mm) | Fiber Patch | [7 empty] | - | - | [7 empty] | 6.6' (2.0m) | Vendor Undefined |  |  |  |  | Bag |  | OFNR |  |  |  | - | [6 empty] | 2794 | https://www.unikeyic.com/media/pdf/HTMLDatasheet/atgbics/9c/e7/f6c4/35-0020lclc-c/2025/11/35-0020lclc-c.pdf | https://www.unikeyic.com/products/fiber-optic-cables-and-cable-assemblies/35-0020lclc-c/14850740.html
450FBLCLC2 | StarTech | 1: 30.4281 5: 27.3903 | Startech Multimode Fiber Cable, LC to LC, 2m | [20 empty] | 6.6' (2.0m) | [5 empty] | -20℃~60℃ | [14 empty] | 35 | https://www.unikeyic.com/media/about_us/Unikey_ISO_9001_Certification.pdf | https://www.unikeyic.com/products/fiber-optic-cables-and-cable-assemblies/450fblclc2/15071599.html
50FIBLCLC3 | StarTech | 1: 32.1658 5: 28.953 | Startech Multimode Fiber Optic Cable, LC to LC, 3m | [21 empty] | 300cm(Length) |  |  |  |  | -20℃~60℃ | [14 empty] | 31 | https://www.unikeyic.com/media/about_us/Unikey_ISO_9001_Certification.pdf | https://www.unikeyic.com/products/fiber-optic-cables-and-cable-assemblies/50fiblclc3/13818943.html
50FIBLCSC1 | StarTech | 1: 31.8657 5: 28.6779 | StarTech.com Multimode Fiber Patch Cord, LC to SC, 1m | [21 empty] | 100cm(Length) |  |  |  |  | -20℃~60℃ | [14 empty] | 21 | https://www.unikeyic.com/media/about_us/Unikey_ISO_9001_Certification.pdf | https://www.unikeyic.com/products/fiber-optic-cables-and-cable-assemblies/50fiblcsc1/27321269.html
5349574-3 | COMMSCOPE | 4: 34.595 | COMMSCOPE Multimode Fiber Patch Cord, ST to ST, 3m | [12 empty] | 5349574-3 COMMSCOPE | [8 empty] | 300cm(Length) | [19 empty] | 6 | https://www.unikeyic.com/media/datasheet/7c/a7/15b5/7ca715b5b686d249e080869f06a6fc20.pdf | https://www.unikeyic.com/products/fiber-optic-cables-and-cable-assemblies/5349574-3/30473636.html
536-6709 | RS | 1: 28.7031 15: 20.9259 75: 16.1655 | RS PRO Multimode Fiber Optic Cable, LC to LC, 1m | [12 empty] | 536-6709 RS | [8 empty] | 100cm(Length) |  |  |  |  | -20℃~60℃ | [14 empty] | 152 | https://www.unikeyic.com/media/datasheet/e6/59/fbf4/e659fbf426e01bc15557347d89917d04.pdf | https://www.unikeyic.com/products/fiber-optic-cables-and-cable-assemblies/536-6709/18787809.html
536-7106 | RS | 1: 25.9896 15: 19.3529 | RS PRO Multimode Fiber Optic Cable, LC to LC, 1m | [12 empty] | 536-7106 RS | [8 empty] | 100cm(Length) | [19 empty] | 272 | https://www.unikeyic.com/media/datasheet/d2/4b/65df/d24b65df4133b64ed62fe75e9e30478c.pdf | https://www.unikeyic.com/products/fiber-optic-cables-and-cable-assemblies/536-7106/16491236.html
5503141-1 | TE Connectivity | 15: 7.469 40: 7.337 75: 7.194 100: 6.919 | Conn SC Multimode Duplex PL ST Cable Mount 0.6dB Bag | SC | SC | 5503141 | - | 0.12" (3.0mm) | Twin Zip |  |  | - | - |  |  |  | - | 62.5/125 |  | 0.60dB |  | - |  |  |  | - | 1 (Unlimited) |  |  |  | - | Bulk |  | - | - | 14816528 |  | OPTIMATE | [6 empty] | 171 | https://www.unikeyic.com/media/datasheet/52/f7/1d31/52f71d3105bc08869b9fe741db04aee0.pdf | https://www.unikeyic.com/products/fiber-optic-cables-and-cable-assemblies/5503141-1/19544163.html
567XL | Tempo Communications | 1: 3295.634 | FIBER OPTIC POWER METER, -60DBM TO 3DBM; | [15 empty] | Fiber Optic Connectors | [7 empty] | Not Applicable |  |  |  |  | Bulk |  |  |  | 3980829 |  | XL fiberTOOLS™ |  | FC, SC, ST Connectors |  |  |  | 0.53 lb (240.4 g) | 1 | https://www.unikeyic.com/media/datasheet/d8/41/0d88/d8/c2ed114fc5a4ee292efa90b3ecd3c97e.pdf | https://www.unikeyic.com/products/fiber-optic-cables-and-cable-assemblies/567xl/17496561.html
573XL | Tempo Communications | 1: 5034.6189 | LED SOURCE W/ST INTERFACE, 650NM; | [15 empty] | Fiber Optic Connectors | [7 empty] | Not Applicable |  |  |  |  | Bulk |  |  |  | 3980830 |  | XL fiberTOOLS™ |  | ST Connectors |  |  |  | 0.53 lb (240.4 g) | 1 | https://www.unikeyic.com/media/datasheet/d8/41/0d88/d8/c2ed114fc5a4ee292efa90b3ecd3c97e.pdf | https://www.unikeyic.com/products/fiber-optic-cables-and-cable-assemblies/573xl/20827006.html
6374659-1 | TE Connectivity | 4: 35.783 16: 34.276 | Cable Assembly Zipcord 1m Simplex LC to Simplex LC PL-PL | [12 empty] | 6374659-1 TE Connectivity | [7 empty] | 3.3' (1.0m) | [8 empty] | On sale |  |  |  | bulk | [7 empty] | 18 | https://www.unikeyic.com/media/datasheet/39/78/ebaf/39/a1ecdce6ce746e4f502213aaf09384fb.pdf | https://www.unikeyic.com/products/fiber-optic-cables-and-cable-assemblies/6374659-1/20782642.html
6374659-2 | TE Connectivity | 3: 38.357 13: 36.762 | Cable Assembly Twin Zip 2m Duplex LC to Duplex LC PL-PL | [12 empty] | 6374659-2 TE Connectivity | [7 empty] | 6.6' (2.0m) | [8 empty] | On sale |  |  |  | bulk | [7 empty] | 20 | https://www.unikeyic.com/media/datasheet/39/78/ebaf/39/a1ecdce6ce746e4f502213aaf09384fb.pdf | https://www.unikeyic.com/products/fiber-optic-cables-and-cable-assemblies/6374659-2/17629848.html
6704F | Chemtronics | 1: 6.965 | Chemtronics 6704F Wipe | [12 empty] | 6704F Chemtronics | [8 empty] | 101.6mm(Length)*101.6mm(width) | [7 empty] | On sale |  |  |  | bulk | [7 empty] | 199 | https://www.unikeyic.com/media/datasheet/fa/e8/2745/fae82745fe3131b2d2fd0dcbf99aeff4.pdf | https://www.unikeyic.com/products/fiber-optic-cables-and-cable-assemblies/6704f/19297544.html
6XV18210AH10 | SIEMENS | 1: 8.3283 | Siemens Fiber Optic Cable, 20m |  |  |  | 150mm |  |  | 1000µm | Fluorinated Polymer |  |  | 980µm | Poly-Methyl Methacrylate (PMMA) |  | - |  |  |  | - | Poly-Vinyl Chloride (PVC) | Violet | 1640.4' (500.0m) |  |  | Not Applicable |  |  |  | -30°C ~ 70°C | Box |  | - |  | 15275015 |  | - |  |  |  | Standard | 10kg |  | 100 | https://www.unikeyic.com/media/about_us/Unikey_ISO_9001_Certification.pdf | https://www.unikeyic.com/products/fiber-optic-cables-and-cable-assemblies/6xv18210ah10/17470578.html
6XV18210BH10 | SIEMENS | 1: 110.2988 | Siemens Single mode fiber optic cable, 1m |  |  |  | 150mm |  |  | 1000µm | Fluorinated Polymer |  |  | 980µm | Poly-Methyl Methacrylate (PMMA) |  | - |  |  |  | - | Poly-Vinyl Chloride (PVC) | Violet | 3.28' (1.00m) |  |  | Not Applicable |  |  |  | -30°C ~ 70°C | Box |  | - |  | 15241008 |  | - |  |  |  | Standard | 10kg |  | 1 | https://www.unikeyic.com/media/about_us/Unikey_ISO_9001_Certification.pdf | https://www.unikeyic.com/products/fiber-optic-cables-and-cable-assemblies/6xv18210bh10/21488040.html
6XV18210BH20 | SIEMENS | 1: 118.0495 | Siemens Fiber Optic Cable, 2m |  |  |  | 150mm |  |  | 1000µm | Fluorinated Polymer |  |  | 980µm | Poly-Methyl Methacrylate (PMMA) |  | - |  |  |  | - | Poly-Vinyl Chloride (PVC) | Violet | 6.56' (2.00m) |  |  | Not Applicable |  |  |  | -30°C ~ 70°C | Box |  | - |  |  |  | - |  |  |  | Standard | 10kg |  | 1 | https://www.unikeyic.com/media/datasheet/5a/14/cbee/5a/20d3b5cc1b6db35124329f6ed4bfb714.pdf | https://www.unikeyic.com/products/fiber-optic-cables-and-cable-assemblies/6xv18210bh20/19082573.html
8-2064915-0 | TE Connectivity | 1: 1810.501 | Fiber Optic Cable Assembly | LC Duplex | LC Duplex | 2064915 | - | 0.30" (7.5mm) | Break-Out |  |  | Black | Black |  |  |  | - | 50/125 |  | 0.50dB |  | - |  |  |  | 262.5' (80.0m) | 1 (Unlimited) |  |  |  | - | Bulk |  | OFNR | - |  |  | FullAXS | [6 empty] | 1 | https://www.unikeyic.com/media/datasheet/0e/4a/83f1/0e/06fa91889d33959e722fd57543792ced.pdf | https://www.unikeyic.com/products/fiber-optic-cables-and-cable-assemblies/8-2064915-0/23471646.html
8956070000 | Weidmüller | 9: 14.465 37: 13.86 | [13 empty] | 8956070000 Weidmüller | [7 empty] | 164.0' (50.0m) | [5 empty] | -55℃~80℃ |  |  | On sale | [11 empty] | 50 | https://www.unikeyic.com/media/datasheet/94/ae/67aa/94ae67aa97d4e48274a74cdf9e3dcab1.pdf | https://www.unikeyic.com/products/fiber-optic-cables-and-cable-assemblies/8956070000/15914067.html
911M-2-1-02500-PL | CNC Technology | 1: 77.6524 | FIBER OPTIC CBL LC-LC DUPLEX 25M | LC Duplex | LC Duplex | 911M-2-1 | - | 0.08" (2.0mm) | - |  |  | Orange | Beige |  |  |  | Plenum | 62.5/125 |  | 0.30dB |  | - |  |  |  | 82.0' (25.0m) | Not Applicable |  |  |  | - | Bag |  | OFNP | - | 8681144 |  | - | [6 empty] | 1 | https://www.unikeyic.com/media/datasheet/7c/db/bf08/7c/f40edd6965858ffe2269621f8ce99a45.pdf | https://www.unikeyic.com/products/fiber-optic-cables-and-cable-assemblies/911m-2-1-02500-pl/16501818.html
912M-2-1-00500-PL | CNC Technology | 1: 31.2082 | LC TO SC 62.5/125 16.4' (5.0m) | LC Duplex | SC Duplex | 912M-2-1 | - | 0.08" (2.0mm) | - |  |  | Orange | Beige |  |  |  | Plenum | 62.5/125 |  | 0.30dB |  | - |  |  |  | 16.4' (5.0m) | Not Applicable |  |  |  | - | Bag |  | OFNP | - |  |  | - | [6 empty] | 16 | https://www.unikeyic.com/media/datasheet/b8/d1/bf7a/b8/9e8dd4f2235417afdeafa020bfaa7d16.pdf | https://www.unikeyic.com/products/fiber-optic-cables-and-cable-assemblies/912m-2-1-00500-pl/15029459.html
912M-2-1-02500-PL | CNC Technology | 1: 76.5825 | LC TO SC 62.5/125 82.0' (25.0m) | LC Duplex | SC Duplex | 912M-2-1 | - | 0.08" (2.0mm) | - |  |  | Orange | Beige |  |  |  | Plenum | 62.5/125 |  | 0.30dB |  | - |  |  |  | 82.0' (25.0m) | Not Applicable |  |  |  | - | Bag |  | OFNP | - |  |  | - | [6 empty] | 1 | https://www.unikeyic.com/media/datasheet/49/f1/ea11/49f1ea11554337b5b708d9ea63c58ab0.pdf | https://www.unikeyic.com/products/fiber-optic-cables-and-cable-assemblies/912m-2-1-02500-pl/17381294.html
912M-2-3-00300-PL | CNC Technology | 1: 27.177 | LC TO SC 50/125 9.8' (3.0 m) | LC Duplex | SC Duplex | 912M-2-3 | - | 0.08" (2.0mm) | - |  |  | Aqua | Beige |  |  |  | Plenum | 50/125 |  | 0.30dB |  | - |  |  |  | 9.8' (3.0m) | Not Applicable |  |  |  | - | Bag |  | OFNP | - |  |  | - | [6 empty] | 2 | https://www.unikeyic.com/media/datasheet/a7/9c/0317/a79c0317ccba43eade1f8fbcdb57b881.pdf | https://www.unikeyic.com/products/fiber-optic-cables-and-cable-assemblies/912m-2-3-00300-pl/14073198.html
912M-2-3-02000-PL | CNC Technology | 1: 70.7034 | FIBER OPTIC CBL LC-SC DUPLEX 20M | LC Duplex | SC Duplex | 912M-2-3 | - | 0.08" (2.0mm) | - |  |  | Aqua | Beige |  |  |  | Plenum | 50/125 |  | 0.30dB |  | - |  |  |  | 65.6' (20.0m) | Not Applicable |  |  |  | - | Bag |  | OFNP | - | 8681118 |  | - | [6 empty] | 1 | https://www.unikeyic.com/media/datasheet/a7/9c/0317/a79c0317ccba43eade1f8fbcdb57b881.pdf | https://www.unikeyic.com/products/fiber-optic-cables-and-cable-assemblies/912m-2-3-02000-pl/16380963.html
912M-2-3-02500-PL | CNC Technology | 1: 82.35 | LC TO SC 50/125 82.0' (25.0m) | LC Duplex | SC Duplex | 912M-2-3 | - | 0.08" (2.0mm) | - |  |  | Aqua | Beige |  |  |  | Plenum | 50/125 |  | 0.30dB |  | - |  |  |  | 82.0' (25.0m) | Not Applicable |  |  |  | - | Bag |  | OFNP | - | 8681119 |  | - | [6 empty] | 2 | https://www.unikeyic.com/media/datasheet/a7/9c/0317/a79c0317ccba43eade1f8fbcdb57b881.pdf | https://www.unikeyic.com/products/fiber-optic-cables-and-cable-assemblies/912m-2-3-02500-pl/19103190.html
913M-2-1-00200-PL | CNC Technology | 1: 24.292 20: 19.6632 40: 18.7249 60: 18.197 100: 17.5532 260: 16.4099 500: 15.671 | FIBER OPTIC CBL LC-ST DUPLEX 2M | LC Duplex | ST (2) | 913M-2-1 | - | 0.08" (2.0mm) | - |  |  | Orange | Beige, Black, Red |  |  |  | Plenum | 62.5/125 |  | 0.30dB |  | - |  |  |  | 6.6' (2.0m) | Not Applicable |  |  |  | - | Bag |  | OFNP | - | 8681181 |  | - | [6 empty] | 14 | https://www.unikeyic.com/media/datasheet/8b/42/7786/8b/88f2988d92ae174e5e45e2fe8967a408.pdf | https://www.unikeyic.com/products/fiber-optic-cables-and-cable-assemblies/913m-2-1-00200-pl/17229171.html
913M-2-1-00500-PL | CNC Technology | 1: 31.2082 | FIBER OPTIC CBL LC-ST DUPLEX 5M | LC Duplex | ST (2) | 913M-2-1 | - | 0.08" (2.0mm) | - |  |  | Orange | Beige, Black, Red |  |  |  | Plenum | 62.5/125 |  | 0.30dB |  | - |  |  |  | 16.4' (5.0m) | Not Applicable |  |  |  | - | Bag |  | OFNP | - |  |  | - | [6 empty] | 13 | https://www.unikeyic.com/media/datasheet/9a/46/ab31/9a46ab3180a1bdbc1ffeb7eb0e657253.pdf | https://www.unikeyic.com/products/fiber-optic-cables-and-cable-assemblies/913m-2-1-00500-pl/15422226.html
913M-2-1-02500-PL | CNC Technology | 1: 77.3488 10: 65.7448 30: 60.8436 50: 58.6918 100: 55.8941 | LC TO ST (2) 62.5/125 82.0' (25.0m) | LC Duplex | ST (2) | 913M-2-1 | - | 0.08" (2.0mm) | - |  |  | Orange | Beige, Black, Red |  |  |  | Plenum | 62.5/125 |  | 0.30dB |  | - |  |  |  | 82.0' (25.0m) | Not Applicable |  |  |  | - | Bag |  | OFNP | - |  |  | - | [6 empty] | 1 | https://www.unikeyic.com/media/datasheet/9a/46/ab31/9a46ab3180a1bdbc1ffeb7eb0e657253.pdf | https://www.unikeyic.com/products/fiber-optic-cables-and-cable-assemblies/913m-2-1-02500-pl/21474107.html
913M-2-3-00300-PL | CNC Technology | 1: 27.4583 20: 22.2193 40: 21.1587 60: 20.5622 100: 19.8348 260: 18.543 500: 17.7081 | FIBER OPTIC CBL LC-ST DUPLEX 3M | LC Duplex | ST (2) | 913M-2-3 | - | 0.08" (2.0mm) | - |  |  | Aqua | Beige, Black, Red |  |  |  | Plenum | 50/125 |  | 0.30dB |  | - |  |  |  | 9.8' (3.0m) | Not Applicable |  |  |  | - | Bag |  | OFNP | - |  |  | - | [6 empty] | 5 | https://www.unikeyic.com/media/datasheet/75/6e/8d6c/75/32904eb34e031e05f69e266110f3854f.pdf | https://www.unikeyic.com/products/fiber-optic-cables-and-cable-assemblies/913m-2-3-00300-pl/16723510.html
915CL | Tempo Communications | 1: 602.7554 | Tempo Fiber Optic Test Equipment Cleaning Kit | [23 empty] | Not Applicable |  |  |  |  | Bulk |  |  |  | 9094249 |  | - | - | - |  |  |  |  | 4 | https://www.unikeyic.com/media/datasheet/67/16/54a2/67/ce3ec3f5f12e08f8e61330f037327e6c.pdf | https://www.unikeyic.com/products/fiber-optic-cables-and-cable-assemblies/915cl/22711506.html
A102-02M | Tripp Lite | 1: 7.5208 10: 6.3874 25: 5.987 50: 5.701 100: 5.4288 250: 5.0891 500: 4.8463 1,000: 4.6152 | Cable Assembly Audio 2.01m Toslink to Toslink 1 to 1 POS M-M | Toslink Plug | Toslink Plug |  | - | - | - |  |  | Black | Black |  |  |  | - | - |  | - |  | Poly-Vinyl Chloride (PVC) |  |  |  | 6.6' (2.0m) | Not Applicable |  |  |  | - | Bulk |  | - | - |  |  | - | [6 empty] | 119 | https://www.unikeyic.com/media/datasheet/5a/ea/e8ab/e7/487d7667542071cc9ad949aebeeef8e0.pdf | https://www.unikeyic.com/products/fiber-optic-cables-and-cable-assemblies/a102-02m/15487238.html
A104-02M | Tripp Lite | 1: 6.4075 10: 5.4418 25: 5.1009 50: 4.8573 100: 4.6253 250: 4.3358 500: 4.129 1,000: 3.9321 2,500: 3.7821 | Toslink TO Mini Toslink 6.6' (2.0 m) | Toslink Plug | Mini Toslink Plug |  | - | - | - |  |  | Black | Black |  |  |  | - | - |  | - |  | - |  |  |  | 6.6' (2.0m) | Not Applicable |  |  |  | - | Bulk |  | - | - | 7243017 |  | - | [6 empty] | 25 | https://www.unikeyic.com/media/datasheet/92/36/7e4c/92/12d13c379be2dca1f5eae289570f4eb1.pdf | https://www.unikeyic.com/products/fiber-optic-cables-and-cable-assemblies/a104-02m/22347539.html
A50FBLCLC10 | StarTech | 1: 51.6678 5: 46.5047 | Startech multimode fiber optic cable, LCchangeLC, 10m | [12 empty] | A50FBLCLC10 StarTech | [8 empty] | 10m(Length) |  |  |  |  | -20℃~60℃ | [14 empty] | 17 | https://www.unikeyic.com/media/datasheet/8f/38/7831/8f38783199b86d53c18e279159c6f448.pdf | https://www.unikeyic.com/products/fiber-optic-cables-and-cable-assemblies/a50fblclc10/14128193.html
A50FBLCLC2 | StarTech | 1: 28.8404 5: 25.9777 | Startech Multimode Fiber Cable, LC to LC, 2m | [21 empty] | 200cm(Length) |  |  |  |  | -20℃~60℃ | [14 empty] | 36 | https://www.unikeyic.com/media/about_us/Unikey_ISO_9001_Certification.pdf | https://www.unikeyic.com/products/fiber-optic-cables-and-cable-assemblies/a50fblclc2/19797188.html
A50FBLCLC3 | StarTech | 1: 32.3908 5: 29.153 | Startech Multimode Fiber Patch Cord, LC to LC, 3m | [12 empty] | A50FBLCLC3 StarTech | [8 empty] | 300cm(Length) |  |  |  |  | -20℃~60℃ | [14 empty] | 16 | https://www.unikeyic.com/media/datasheet/9d/1c/5d46/9d1c5d46669f13a169daee5802653229.pdf | https://www.unikeyic.com/products/fiber-optic-cables-and-cable-assemblies/a50fblclc3/18579138.html
A50FBLCLC5 | StarTech | 1: 37.0038 5: 33.2909 | StarTech.com Multimode Fiber Cable, LC to LC, 5m | [12 empty] | A50FBLCLC5 StarTech | [7 empty] | 16.4' (5.0m) | [5 empty] | -20℃~60℃ | [14 empty] | 31 | https://www.unikeyic.com/media/datasheet/b7/3b/b54a/b7/d263120fb30b12a70a17dfaad20873c3.pdf | https://www.unikeyic.com/products/fiber-optic-cables-and-cable-assemblies/a50fblclc5/23576958.html
AFBR-HUS500Z | BROADCOM | 1: 685.0332 | Fiber Optic Cable, 2.27mm, Black, 500m, Medical |  |  | AFBR-HUS500 | 35mm |  |  | - |  |  |  | - |  |  | - |  |  |  | 0.087" (2.21mm) | Polyethylene (PE) | Black | 1640.4' (500.0m) |  |  | 1 (Unlimited) |  | 0.48 |  | -40°C ~ 85°C | Bulk |  | - |  |  |  | AFBR |  |  |  | Standard | - |  | 23 | https://www.unikeyic.com/media/about_us/Unikey_ISO_9001_Certification.pdf | https://www.unikeyic.com/products/fiber-optic-cables-and-cable-assemblies/afbr-hus500z/21744020.html
AFBR-TUS500Z | BROADCOM | 5: 1514.4991 10: 1489.2574 50: 1464.0158 | Fiber Optic Cable 1 Fiber 2.27mm Transparent 500m |  |  | AFBR-TUS500 | 30mm |  |  | - | Fluorinated Polymer |  |  | - | Polymethyl - Methacrylate Resin |  | - |  |  |  | 0.087" (2.21mm) | Polyethylene (PE) | Clear | 1640.4' (500.0m) |  |  | 1 (Unlimited) |  | 0.48 |  | -40°C ~ 85°C | Bulk |  | - |  |  |  | AFBR |  |  |  | Standard | - |  | 500 | https://www.unikeyic.com/media/datasheet/cf/5c/6cc8/cf/5793b559a2745734cf83b917b077ef12.pdf | https://www.unikeyic.com/products/fiber-optic-cables-and-cable-assemblies/afbr-tus500z/14122929.html
AJ834A-C | ATGBICS | 1: 14.3 | LC-LCOM3 Fiber Patch MM D 1m | - | LC/UPC |  |  | 0.12" (3.0mm) | Fiber Patch | [7 empty] | - | - | [7 empty] | 3.3' (1.0m) | Vendor Undefined |  |  |  |  | Bag |  | OFNR |  |  |  | - | [6 empty] | 2583 | https://www.unikeyic.com/media/datasheet/ea/4b/85d6/ea4b85d6acdc659810963f48b782ac0a.pdf | https://www.unikeyic.com/products/fiber-optic-cables-and-cable-assemblies/aj834a-c/18002322.html
AJ835A-C | ATGBICS | 1: 14.56 | LC-LCOM3 Fiber Patch MM D 2m | [20 empty] | 6.6' (2.0m) | [8 empty] | On sale | [11 empty] | 2124 | https://www.unikeyic.com/media/about_us/Unikey_ISO_9001_Certification.pdf | https://www.unikeyic.com/products/fiber-optic-cables-and-cable-assemblies/aj835a-c/18014200.html
AJ837A-C | ATGBICS | 1: 23.7853 | LC-LCOM3 Fiber Patch MM D 15m | - | LC/UPC |  |  | 0.12" (3.0mm) | Fiber Patch | [7 empty] | - | - | [7 empty] | 49.2' (15.0m) | Vendor Undefined |  |  |  |  | Bag |  | OFNR |  |  |  | - | [6 empty] | 2701 | https://www.unikeyic.com/media/pdf/HTMLDatasheet/atgbics/26/94/d71a/aj837a-c/2025/11/aj837a-c.pdf | https://www.unikeyic.com/products/fiber-optic-cables-and-cable-assemblies/aj837a-c/16086172.html
AJ839A-C | ATGBICS | 1: 41.0632 | LC-LCOM3 Fiber Patch MM D 50m | - | LC/UPC |  |  | 0.12" (3.0mm) | Fiber Patch | [7 empty] | - | - | [7 empty] | 164.0' (50.0m) | Vendor Undefined |  |  |  |  | Bag |  | OFNR |  |  |  | - | [6 empty] | 2079 | https://www.unikeyic.com/media/about_us/Unikey_ISO_9001_Certification.pdf | https://www.unikeyic.com/products/fiber-optic-cables-and-cable-assemblies/aj839a-c/18879221.html
BF4MC-6GTXRX-B1-80MM | Hirose Electric | 15: 67.6188 | [22 empty] | 9.82mm(Length) | [19 empty] | 150 | https://www.unikeyic.com/media/about_us/Unikey_ISO_9001_Certification.pdf | https://www.unikeyic.com/products/fiber-optic-cables-and-cable-assemblies/bf4mc-6gtxrx-b1-80mm/22939199.html
BF4MC-6GTXRX-B1-90MM | Hirose Electric | 15: 67.6755 | Hirose BF4Mseries, BF4MCchangeBF4MC, 90mm | [12 empty] | BF4MC-6GTXRX-B1-90MM Hirose Electric | [8 empty] | 9.82mm(Length) |  |  |  |  | -10℃~60℃ | [14 empty] | 150 | https://www.unikeyic.com/media/datasheet/a0/35/7802/59/c83665fcbaa5ef7853320688835cb8a8.pdf | https://www.unikeyic.com/products/fiber-optic-cables-and-cable-assemblies/bf4mc-6gtxrx-b1-90mm/18440162.html
BOC-12MPOF-6LCOM3-7M | ATGBICS | 1: 64.1158 | TO LC (6) 23.0' (7.0 m) | - | LC (6) |  |  | 0.12" (3.0mm) | Break-Out | [7 empty] | - | - | [7 empty] | 23.0' (7.0m) | Vendor Undefined |  |  |  |  | Bag |  | LSZH |  | 13951604 |  | - | [6 empty] | 549 | https://www.unikeyic.com/media/pdf/HTMLDatasheet/atgbics/07/3c/c00b/boc-12mpof-6lcom3-7m/2025/11/boc-12mpof-6lcom3-7m.pdf | https://www.unikeyic.com/products/fiber-optic-cables-and-cable-assemblies/boc-12mpof-6lcom3-7m/17270554.html
BOC-24MPOF-12LCOM3-3M | ATGBICS | 1: 105.624 | FIBER OPTIC CBL TO LC MULT 3M | - | LC (12) |  |  | 0.12" (3.0mm) | Break-Out | [7 empty] | - | - | [7 empty] | 9.8' (3.0m) | Vendor Undefined |  |  |  |  | Bag |  | LSZH |  |  |  | - | [6 empty] | 972 | https://www.unikeyic.com/media/pdf/HTMLDatasheet/atgbics/bc/33/0c9e/boc-24mpof-12lcom3-3m/2025/11/boc-24mpof-12lcom3-3m.pdf | https://www.unikeyic.com/products/fiber-optic-cables-and-cable-assemblies/boc-24mpof-12lcom3-3m/17307036.html
BOC-8MPOF-4LCOM3-3M | ATGBICS | 1: 38.9011 | MPO F-4 LCD8 OM3 50/125 BOCab 3m | - | LC (4) |  |  | 0.12" (3.0mm) | Break-Out | [7 empty] | - | - | [7 empty] | 9.8' (3.0m) | Vendor Undefined |  |  |  |  | Bag |  | LSZH |  | 13931253 |  | - | [6 empty] | 696 | https://www.unikeyic.com/media/pdf/HTMLDatasheet/atgbics/25/56/0a4a/boc-8mpof-4lcom3-3m/2025/11/boc-8mpof-4lcom3-3m.pdf | https://www.unikeyic.com/products/fiber-optic-cables-and-cable-assemblies/boc-8mpof-4lcom3-3m/21121961.html
BOC-8MPOF-4LCOM3-7M | ATGBICS | 1: 46.1051 | TO LC (4) 23.0' (7.0 m) | - | LC (4) |  |  | 0.12" (3.0mm) | Break-Out | [7 empty] | - | - | [7 empty] | 23.0' (7.0m) | Vendor Undefined |  |  |  |  | Bag |  | LSZH |  | 13930787 |  | - | [6 empty] | 863 | https://www.unikeyic.com/media/about_us/Unikey_ISO_9001_Certification.pdf | https://www.unikeyic.com/products/fiber-optic-cables-and-cable-assemblies/boc-8mpof-4lcom3-7m/19593080.html
BOC-8MPOF-4LCOM4-2M | ATGBICS | 1: 41.3721 | TO LC (4) 6.6' (2.0 m) | - | LC (4) |  |  | 0.12" (3.0mm) | Break-Out | [7 empty] | - | - | [7 empty] | 6.6' (2.0m) | Vendor Undefined |  |  |  |  | Bag |  | LSZH |  |  |  | - | [6 empty] | 621 | https://www.unikeyic.com/media/about_us/Unikey_ISO_9001_Certification.pdf | https://www.unikeyic.com/products/fiber-optic-cables-and-cable-assemblies/boc-8mpof-4lcom4-2m/15696836.html
BOC-8MPOF-4LCOM4-3M | ATGBICS | 1: 45.1798 | TO LC (4) 9.8' (3.0 m) | - | LC (4) |  |  | 0.12" (3.0mm) | Break-Out | [7 empty] | - | - | [7 empty] | 9.8' (3.0m) | Vendor Undefined |  |  |  |  | Bag |  | LSZH |  | 13930761 |  | - | [6 empty] | 806 | https://www.unikeyic.com/media/pdf/HTMLDatasheet/atgbics/d6/d1/f48d/boc-8mpof-4lcom4-3m/2025/11/boc-8mpof-4lcom4-3m.pdf | https://www.unikeyic.com/products/fiber-optic-cables-and-cable-assemblies/boc-8mpof-4lcom4-3m/21017439.html
BOC-8MPOF-4LCOS2-5M | ATGBICS | 1: 42.4013 | TO LC (4) 16.4' (5.0m) | - | LC (4) |  |  | 0.12" (3.0mm) | Break-Out | [7 empty] | - | - | [7 empty] | 16.4' (5.0m) | Vendor Undefined |  |  |  |  | Bag |  | LSZH |  |  |  | - | [6 empty] | 996 | https://www.unikeyic.com/media/pdf/HTMLDatasheet/atgbics/23/92/59cd/boc-8mpof-4lcos2-5m/2025/11/boc-8mpof-4lcos2-5m.pdf | https://www.unikeyic.com/products/fiber-optic-cables-and-cable-assemblies/boc-8mpof-4lcos2-5m/21526221.html
BOC-8MPOF-4LCOS2-7M | ATGBICS | 1: 43.9443 | TO LC (4) 23.0' (7.0 m) | - | LC (4) |  |  | 0.12" (3.0mm) | Break-Out | [7 empty] | - | - | [7 empty] | 23.0' (7.0m) | Vendor Undefined |  |  |  |  | Bag |  | LSZH |  |  |  | - | [6 empty] | 617 | https://www.unikeyic.com/media/about_us/Unikey_ISO_9001_Certification.pdf | https://www.unikeyic.com/products/fiber-optic-cables-and-cable-assemblies/boc-8mpof-4lcos2-7m/22794243.html
C-ALC-LC-MB6M9SMF | Amphenol | 1: 18.36 100: 17.442 1,000: 16.524 | 6m ALC (Male) to LC (Male) Yello | [20 empty] | 19.7' (6.0m) | [20 empty] | 86 | https://www.unikeyic.com/media/about_us/Unikey_ISO_9001_Certification.pdf | https://www.unikeyic.com/products/fiber-optic-cables-and-cable-assemblies/c-alc-lc-mb6m9smf/996711904.html
C-ASC-SC-MB8MS9SMF | Amphenol | 1: 11.88 100: 11.286 1,000: 10.692 | 8m SC (Male) to ASC (Male) Yello | [20 empty] | 26.2' (8.0m) | [20 empty] | 200 | https://www.unikeyic.com/media/about_us/Unikey_ISO_9001_Certification.pdf | https://www.unikeyic.com/products/fiber-optic-cables-and-cable-assemblies/c-asc-sc-mb8ms9smf/996728888.html
C-ASC-SC-MB8MS9SMF-SLBL | Amphenol | 1: 10.26 100: 9.747 1,000: 9.234 | 8m ASC (Male) to SC (Male) Yello | [20 empty] | 26.2' (8.0m) | [20 empty] | 200 | https://www.unikeyic.com/media/about_us/Unikey_ISO_9001_Certification.pdf | https://www.unikeyic.com/products/fiber-optic-cables-and-cable-assemblies/c-asc-sc-mb8ms9smf-slbl/996744139.html
C-MPO-4ASC2M9SMF | Amphenol | 1: 141.75 100: 134.6625 1,000: 127.575 | 2m MPO (Female) to 8xASC (Male) | [20 empty] | 6.6' (2.0m) | [20 empty] | 11 | https://www.unikeyic.com/media/about_us/Unikey_ISO_9001_Certification.pdf | https://www.unikeyic.com/products/fiber-optic-cables-and-cable-assemblies/c-mpo-4asc2m9smf/996765138.html
CAB-OM2-LC-FC-1M-S | ATGBICS | 1: 10.79 | TO FC/UPC 3.3' (1.0m) | - | FC/UPC |  |  | 0.12" (3.0mm) | Fiber Patch | [7 empty] | - | - | [7 empty] | 3.3' (1.0m) | Vendor Undefined |  |  |  |  | Bag |  | OFNR |  |  |  | - | [6 empty] | 2776 | https://www.unikeyic.com/media/pdf/HTMLDatasheet/atgbics/9f/b5/dac4/cab-om2-lc-fc-1m-s/2025/11/cab-om2-lc-fc-1m-s.pdf | https://www.unikeyic.com/products/fiber-optic-cables-and-cable-assemblies/cab-om2-lc-fc-1m-s/18757703.html
CAB-OM2-LC-FC-40M-S | ATGBICS | 1: 21.58 | TO FC/UPC 131.2' (40.0m) | - | FC/UPC |  |  | 0.12" (3.0mm) | Fiber Patch | [7 empty] | - | - | [7 empty] | 131.2' (40.0m) | Vendor Undefined |  |  |  |  | Bag |  | OFNR |  | 13949925 |  | - | [6 empty] | 2058 | https://www.unikeyic.com/media/pdf/HTMLDatasheet/atgbics/0c/f3/e604/cab-om2-lc-fc-40m-s/2025/11/cab-om2-lc-fc-40m-s.pdf | https://www.unikeyic.com/products/fiber-optic-cables-and-cable-assemblies/cab-om2-lc-fc-40m-s/18816069.html
CAB-OM2-LC-FC-50M-S | ATGBICS | 1: 22.9183 | TO FC/UPC 164.0' (50.0m) | - | FC/UPC |  |  | 0.12" (3.0mm) | Fiber Patch | [7 empty] | - | - | [7 empty] | 164.0' (50.0m) | Vendor Undefined |  |  |  |  | Bag |  | OFNR |  |  |  | - | [6 empty] | 2642 | https://www.unikeyic.com/media/pdf/HTMLDatasheet/atgbics/c0/1c/99a1/cab-om2-lc-fc-50m-s/2025/11/cab-om2-lc-fc-50m-s.pdf | https://www.unikeyic.com/products/fiber-optic-cables-and-cable-assemblies/cab-om2-lc-fc-50m-s/15993471.html
CAB-OM2-LC-FC-5M-S | ATGBICS | 1: 11.7 | TO FC/UPC 16.4' (5.0m) | - | FC/UPC |  |  | 0.12" (3.0mm) | Fiber Patch | [7 empty] | - | - | [7 empty] | 16.4' (5.0m) | Vendor Undefined |  |  |  |  | Bag |  | OFNR |  |  |  | - | [6 empty] | 2035 | https://www.unikeyic.com/media/pdf/HTMLDatasheet/atgbics/91/81/c243/cab-om2-lc-fc-5m-s/2025/11/cab-om2-lc-fc-5m-s.pdf | https://www.unikeyic.com/products/fiber-optic-cables-and-cable-assemblies/cab-om2-lc-fc-5m-s/22184672.html
CAB-OM2-LC-FC-6M-D | ATGBICS | 1: 17.16 | TO FC/UPC 19.7' (6.0 m) | - | FC/UPC |  |  | 0.12" (3.0mm) | Fiber Patch | [7 empty] | - | - | [7 empty] | 19.7' (6.0m) | Vendor Undefined |  |  |  |  | Bag |  | OFNR |  |  |  | - | [6 empty] | 2315 | https://www.unikeyic.com/media/pdf/HTMLDatasheet/atgbics/aa/7b/38f9/cab-om2-lc-fc-6m-d/2025/11/cab-om2-lc-fc-6m-d.pdf | https://www.unikeyic.com/products/fiber-optic-cables-and-cable-assemblies/cab-om2-lc-fc-6m-d/16249473.html
CAB-OM2-LC-LC-20M-S | ATGBICS | 1: 15.47 | TO LC/UPC 65.6' (20.0m) | - | LC/UPC |  |  | 0.12" (3.0mm) | Fiber Patch | [7 empty] | - | - | [7 empty] | 65.6' (20.0m) | Vendor Undefined |  |  |  |  | Bag |  | OFNR |  |  |  | - | [6 empty] | 2977 | https://www.unikeyic.com/media/pdf/HTMLDatasheet/atgbics/15/df/52ff/cab-om2-lc-lc-20m-s/2025/11/cab-om2-lc-lc-20m-s.pdf | https://www.unikeyic.com/products/fiber-optic-cables-and-cable-assemblies/cab-om2-lc-lc-20m-s/14008075.html
CAB-OM2-LC-LC-25M-D | ATGBICS | 1: 25.5193 | TO LC/UPC 82.0' (25.0m) | - | LC/UPC |  |  | 0.12" (3.0mm) | Fiber Patch | [7 empty] | - | - | [7 empty] | 82.0' (25.0m) | Vendor Undefined |  |  |  |  | Bag |  | OFNR |  | 13930779 |  | - | [6 empty] | 2432 | https://www.unikeyic.com/media/pdf/HTMLDatasheet/atgbics/57/f3/7b10/cab-om2-lc-lc-25m-d/2025/11/cab-om2-lc-lc-25m-d.pdf | https://www.unikeyic.com/products/fiber-optic-cables-and-cable-assemblies/cab-om2-lc-lc-25m-d/21270081.html
CAB-OM2-LC-LC-30M-S | ATGBICS | 1: 17.7148 | TO LC/UPC 98.4' (30.0m) | - | LC/UPC |  |  | 0.12" (3.0mm) | Fiber Patch | [7 empty] | - | - | [7 empty] | 98.4' (30.0m) | Vendor Undefined |  |  |  |  | Bag |  | OFNR |  | 13960661 |  | - | [6 empty] | 2073 | https://www.unikeyic.com/media/pdf/HTMLDatasheet/atgbics/9b/bd/3651/cab-om2-lc-lc-30m-s/2025/11/cab-om2-lc-lc-30m-s.pdf | https://www.unikeyic.com/products/fiber-optic-cables-and-cable-assemblies/cab-om2-lc-lc-30m-s/20125963.html
CAB-OM2-LC-LC-3M-D | ATGBICS | 1: 15.21 | TO LC/UPC 9.8' (3.0 m) | - | LC/UPC |  |  | 0.12" (3.0mm) | Fiber Patch | [7 empty] | - | - | [7 empty] | 9.8' (3.0m) | Vendor Undefined |  |  |  |  | Bag |  | OFNR |  | 13931462 |  | - | [6 empty] | 2205 | https://www.unikeyic.com/media/about_us/Unikey_ISO_9001_Certification.pdf | https://www.unikeyic.com/products/fiber-optic-cables-and-cable-assemblies/cab-om2-lc-lc-3m-d/19783771.html
CAB-OM2-LC-LC-4M-D | ATGBICS | 1: 15.47 | TO LC/UPC 13.1' (4.0 m) | - | LC/UPC |  |  | 0.12" (3.0mm) | Fiber Patch | [7 empty] | - | - | [7 empty] | 13.1' (4.0m) | Vendor Undefined |  |  |  |  | Bag |  | OFNR |  |  |  | - | [6 empty] | 2897 | https://www.unikeyic.com/media/pdf/HTMLDatasheet/atgbics/45/05/8f68/cab-om2-lc-lc-4m-d/2025/12/cab-om2-lc-lc-4m-d.pdf | https://www.unikeyic.com/products/fiber-optic-cables-and-cable-assemblies/cab-om2-lc-lc-4m-d/16032814.html
CAB-OM2-LC-LC-4M-S | ATGBICS | 1: 10.7773 | TO LC/UPC 13.1' (4.0 m) | - | LC/UPC |  |  | 0.12" (3.0mm) | Fiber Patch | [7 empty] | - | - | [7 empty] | 13.1' (4.0m) | Vendor Undefined |  |  |  |  | Bag |  | OFNR |  | 13936281 |  | - | [6 empty] | 2096 | https://www.unikeyic.com/media/pdf/HTMLDatasheet/atgbics/e0/ac/5ffa/cab-om2-lc-lc-4m-s/2025/11/cab-om2-lc-lc-4m-s.pdf | https://www.unikeyic.com/products/fiber-optic-cables-and-cable-assemblies/cab-om2-lc-lc-4m-s/16548416.html
CAB-OM2-LC-LC-8M-D | ATGBICS | 1: 17.68 | TO LC/UPC 26.2' (8.0 m) | - | LC/UPC |  |  | 0.12" (3.0mm) | Fiber Patch | [7 empty] | - | - | [7 empty] | 26.2' (8.0m) | Vendor Undefined |  |  |  |  | Bag |  | OFNR |  |  |  | - | [6 empty] | 2668 | https://www.unikeyic.com/media/pdf/HTMLDatasheet/atgbics/65/ce/a3fc/cab-om2-lc-lc-8m-d/2025/11/cab-om2-lc-lc-8m-d.pdf | https://www.unikeyic.com/products/fiber-optic-cables-and-cable-assemblies/cab-om2-lc-lc-8m-d/19849083.html
CAB-OM2-LC-LC-8M-S | ATGBICS | 1: 11.8926 | TO LC/UPC 26.2' (8.0 m) | [20 empty] | 26.2' (8.0m) | [8 empty] | On sale | [11 empty] | 2494 | https://www.unikeyic.com/media/about_us/Unikey_ISO_9001_Certification.pdf | https://www.unikeyic.com/products/fiber-optic-cables-and-cable-assemblies/cab-om2-lc-lc-8m-s/18135775.html
CAB-OM2-LC-LC-9M-D | ATGBICS | 1: 18.07 | TO LC/UPC 29.5' (9.0 m) | - | LC/UPC |  |  | 0.12" (3.0mm) | Fiber Patch | [7 empty] | - | - | [7 empty] | 29.5' (9.0m) | Vendor Undefined |  |  |  |  | Bag |  | OFNR |  | 13937966 |  | - | [6 empty] | 2118 | https://www.unikeyic.com/media/pdf/HTMLDatasheet/atgbics/1b/9b/0aa7/cab-om2-lc-lc-9m-d/2025/11/cab-om2-lc-lc-9m-d.pdf | https://www.unikeyic.com/products/fiber-optic-cables-and-cable-assemblies/cab-om2-lc-lc-9m-d/23595023.html
CAB-OM2-LC-LC-9M-S | ATGBICS | 1: 12.1395 | TO LC/UPC 29.5' (9.0 m) | - | LC/UPC |  |  | 0.12" (3.0mm) | Fiber Patch | [7 empty] | - | - | [7 empty] | 29.5' (9.0m) | Vendor Undefined |  |  |  |  | Bag |  | OFNR |  | 13952331 |  | - | [6 empty] | 2697 | https://www.unikeyic.com/media/pdf/HTMLDatasheet/atgbics/2e/0c/cc68/cab-om2-lc-lc-9m-s/2025/11/cab-om2-lc-lc-9m-s.pdf | https://www.unikeyic.com/products/fiber-optic-cables-and-cable-assemblies/cab-om2-lc-lc-9m-s/20089236.html
CAB-OM2-LC-SC-2M-D | ATGBICS | 1: 13.6266 | TO SC/UPC 6.6' (2.0 m) | - | SC/UPC |  |  | 0.12" (3.0mm) | Fiber Patch | [7 empty] | - | - | [7 empty] | 6.6' (2.0m) | Vendor Undefined |  |  |  |  | Bag |  | OFNR |  |  |  | - | [6 empty] | 2701 | https://www.unikeyic.com/media/about_us/Unikey_ISO_9001_Certification.pdf | https://www.unikeyic.com/products/fiber-optic-cables-and-cable-assemblies/cab-om2-lc-sc-2m-d/21678558.html
CAB-OM2-LC-SC-3M-D | ATGBICS | 1: 14.56 | TO SC/UPC 9.8' (3.0 m) | - | SC/UPC |  |  | 0.12" (3.0mm) | Fiber Patch | [7 empty] | - | - | [7 empty] | 9.8' (3.0m) | Vendor Undefined |  |  |  |  | Bag |  | OFNR |  |  |  | - | [6 empty] | 2680 | https://www.unikeyic.com/media/about_us/Unikey_ISO_9001_Certification.pdf | https://www.unikeyic.com/products/fiber-optic-cables-and-cable-assemblies/cab-om2-lc-sc-3m-d/17725110.html
CAB-OM2-LC-SC-3M-S | ATGBICS | 1: 10.79 | TO SC/UPC 9.8' (3.0 m) | - | SC/UPC |  |  | 0.12" (3.0mm) | Fiber Patch | [7 empty] | - | - | [7 empty] | 9.8' (3.0m) | Vendor Undefined |  |  |  |  | Bag |  | OFNR |  |  |  | - | [6 empty] | 2404 | https://www.unikeyic.com/media/pdf/HTMLDatasheet/atgbics/09/12/5481/cab-om2-lc-sc-3m-s/2025/11/cab-om2-lc-sc-3m-s.pdf | https://www.unikeyic.com/products/fiber-optic-cables-and-cable-assemblies/cab-om2-lc-sc-3m-s/15527251.html
CAB-OM2-LC-SC-8M-D | ATGBICS | 1: 16.25 | TO SC/UPC 26.2' (8.0 m) | - | SC/UPC |  |  | 0.12" (3.0mm) | Fiber Patch | [7 empty] | - | - | [7 empty] | 26.2' (8.0m) | Vendor Undefined |  |  |  |  | Bag |  | OFNR |  | 13948195 |  | - | [6 empty] | 2552 | https://www.unikeyic.com/media/pdf/HTMLDatasheet/atgbics/9f/21/9a89/cab-om2-lc-sc-8m-d/2025/11/cab-om2-lc-sc-8m-d.pdf | https://www.unikeyic.com/products/fiber-optic-cables-and-cable-assemblies/cab-om2-lc-sc-8m-d/16429147.html
CAB-OM2-LC-SC-9M-D | ATGBICS | 1: 15.9808 | TO SC/UPC 29.5' (9.0 m) | - | SC/UPC |  |  | 0.12" (3.0mm) | Fiber Patch | [7 empty] | - | - | [7 empty] | 29.5' (9.0m) | Vendor Undefined |  |  |  |  | Bag |  | OFNR |  |  |  | - | [6 empty] | 2665 | https://www.unikeyic.com/media/pdf/HTMLDatasheet/atgbics/94/3a/7c8f/cab-om2-lc-sc-9m-d/2025/11/cab-om2-lc-sc-9m-d.pdf | https://www.unikeyic.com/products/fiber-optic-cables-and-cable-assemblies/cab-om2-lc-sc-9m-d/22979931.html
CAB-OM2-LC-ST-10M-S | ATGBICS | 1: 13.39 | TO ST/UPC 32.8' (10.0m) | - | ST/UPC |  |  | 0.12" (3.0mm) | Fiber Patch | [7 empty] | - | - | [7 empty] | 32.8' (10.0m) | Vendor Undefined |  |  |  |  | Bag |  | OFNR |  | 13936149 |  | - | [6 empty] | 2711 | https://www.unikeyic.com/media/pdf/HTMLDatasheet/atgbics/95/fb/2dab/cab-om2-lc-st-10m-s/2025/11/cab-om2-lc-st-10m-s.pdf | https://www.unikeyic.com/products/fiber-optic-cables-and-cable-assemblies/cab-om2-lc-st-10m-s/17344559.html
CAB-OM2-LC-ST-20M-S | ATGBICS | 1: 16.25 | TO ST/UPC 65.6' (20.0m) | - | ST/UPC |  |  | 0.12" (3.0mm) | Fiber Patch | [7 empty] | - | - | [7 empty] | 65.6' (20.0m) | Vendor Undefined |  |  |  |  | Bag |  | OFNR |  | 13931078 |  | - | [6 empty] | 2087 | https://www.unikeyic.com/media/pdf/HTMLDatasheet/atgbics/f6/0d/f460/cab-om2-lc-st-20m-s/2025/11/cab-om2-lc-st-20m-s.pdf | https://www.unikeyic.com/products/fiber-optic-cables-and-cable-assemblies/cab-om2-lc-st-20m-s/19480223.html
CAB-OM2-LC-ST-25M-S | ATGBICS | 1: 17.68 | TO ST/UPC 82.0' (25.0m) | - | ST/UPC |  |  | 0.12" (3.0mm) | Fiber Patch | [7 empty] | - | - | [7 empty] | 82.0' (25.0m) | Vendor Undefined |  |  |  |  | Bag |  | OFNR |  |  |  | - | [6 empty] | 2158 | https://www.unikeyic.com/media/pdf/HTMLDatasheet/atgbics/e0/c3/ce95/cab-om2-lc-st-25m-s/2025/11/cab-om2-lc-st-25m-s.pdf | https://www.unikeyic.com/products/fiber-optic-cables-and-cable-assemblies/cab-om2-lc-st-25m-s/19517686.html
CAB-OM2-LC-ST-2M-S | ATGBICS | 1: 11.31 | TO ST/UPC 6.6' (2.0 m) | [20 empty] | 6.6' (2.0m) | [8 empty] | On sale | [11 empty] | 2801 | https://www.unikeyic.com/media/about_us/Unikey_ISO_9001_Certification.pdf | https://www.unikeyic.com/products/fiber-optic-cables-and-cable-assemblies/cab-om2-lc-st-2m-s/17579205.html
CAB-OM2-LC-ST-40M-S | ATGBICS | 1: 20.5641 | TO ST/UPC 131.2' (40.0m) | - | ST/UPC |  |  | 0.12" (3.0mm) | Fiber Patch | [7 empty] | - | - | [7 empty] | 131.2' (40.0m) | Vendor Undefined |  |  |  |  | Bag |  | OFNR |  |  |  | - | [6 empty] | 2402 | https://www.unikeyic.com/media/pdf/HTMLDatasheet/atgbics/a0/36/1304/cab-om2-lc-st-40m-s/2025/11/cab-om2-lc-st-40m-s.pdf | https://www.unikeyic.com/products/fiber-optic-cables-and-cable-assemblies/cab-om2-lc-st-40m-s/13861788.html
CAB-OM2-LC-ST-6M-D | ATGBICS | 1: 17.68 | TO ST/UPC 19.7' (6.0 m) | - | ST/UPC |  |  | 0.12" (3.0mm) | Fiber Patch | [7 empty] | - | - | [7 empty] | 19.7' (6.0m) | Vendor Undefined |  |  |  |  | Bag |  | OFNR |  | 13935810 |  | - | [6 empty] | 2743 | https://www.unikeyic.com/media/pdf/HTMLDatasheet/atgbics/96/8b/fbd0/cab-om2-lc-st-6m-d/2025/11/cab-om2-lc-st-6m-d.pdf | https://www.unikeyic.com/products/fiber-optic-cables-and-cable-assemblies/cab-om2-lc-st-6m-d/22954710.html
CAB-OM2-LC-ST-7M-S | ATGBICS | 1: 12.74 | TO ST/UPC 23.0' (7.0 m) | - | ST/UPC |  |  | 0.12" (3.0mm) | Fiber Patch | [7 empty] | - | - | [7 empty] | 23.0' (7.0m) | Vendor Undefined |  |  |  |  | Bag |  | OFNR |  | 13949843 |  | - | [6 empty] | 2021 | https://www.unikeyic.com/media/datasheet/c2/2d/c501/c22dc50126b325b3b3da1bdba5cd169b.pdf | https://www.unikeyic.com/products/fiber-optic-cables-and-cable-assemblies/cab-om2-lc-st-7m-s/14231762.html
CAB-OM2-LC-ST-9M-S | ATGBICS | 1: 13.39 | TO ST/UPC 29.5' (9.0 m) | - | ST/UPC |  |  | 0.12" (3.0mm) | Fiber Patch | [7 empty] | - | - | [7 empty] | 29.5' (9.0m) | Vendor Undefined |  |  |  |  | Bag |  | OFNR |  | 13937992 |  | - | [6 empty] | 2460 | https://www.unikeyic.com/media/about_us/Unikey_ISO_9001_Certification.pdf | https://www.unikeyic.com/products/fiber-optic-cables-and-cable-assemblies/cab-om2-lc-st-9m-s/17013327.html
CAB-OM2-SC-SC-1M-D | ATGBICS | 1: 14.3 | SC-SC OM2 Fiber Patch MM D 1m | - | SC/UPC |  |  | 0.12" (3.0mm) | Fiber Patch | [7 empty] | - | - | [7 empty] | 3.3' (1.0m) | Vendor Undefined |  |  |  |  | Bag |  | OFNR |  | 13933441 |  | - | [6 empty] | 2993 | https://www.unikeyic.com/media/about_us/Unikey_ISO_9001_Certification.pdf | https://www.unikeyic.com/products/fiber-optic-cables-and-cable-assemblies/cab-om2-sc-sc-1m-d/21104922.html
CAB-OM2-SC-SC-2M-D | ATGBICS | 1: 13.6266 | TO SC/UPC 6.6' (2.0 m) | - | SC/UPC |  |  | 0.12" (3.0mm) | Fiber Patch | [7 empty] | - | - | [7 empty] | 6.6' (2.0m) | Vendor Undefined |  |  |  |  | Bag |  | OFNR |  | 13961210 |  | - | [6 empty] | 2847 | https://www.unikeyic.com/media/pdf/HTMLDatasheet/atgbics/da/da/d59a/cab-om2-sc-sc-2m-d/2025/11/cab-om2-sc-sc-2m-d.pdf | https://www.unikeyic.com/products/fiber-optic-cables-and-cable-assemblies/cab-om2-sc-sc-2m-d/15863314.html
CAB-OM2-SC-SC-3M-D | ATGBICS | 1: 13.875 | SC-SC OM2 Fiber Patch MM D 3m | - | SC/UPC |  |  | 0.12" (3.0mm) | Fiber Patch | [7 empty] | - | - | [7 empty] | 9.8' (3.0m) | Vendor Undefined |  |  |  |  | Bag |  | OFNR |  | 13931882 |  | - | [6 empty] | 2314 | https://www.unikeyic.com/media/pdf/HTMLDatasheet/atgbics/46/35/3cc9/cab-om2-sc-sc-3m-d/2025/11/cab-om2-sc-sc-3m-d.pdf | https://www.unikeyic.com/products/fiber-optic-cables-and-cable-assemblies/cab-om2-sc-sc-3m-d/23005443.html
CAB-OM2-SC-SC-3M-S | ATGBICS | 1: 10.79 | TO SC/UPC 9.8' (3.0 m) | - | SC/UPC |  |  | 0.12" (3.0mm) | Fiber Patch | [7 empty] | - | - | [7 empty] | 9.8' (3.0m) | Vendor Undefined |  |  |  |  | Bag |  | OFNR |  |  |  | - | [6 empty] | 2440 | https://www.unikeyic.com/media/pdf/HTMLDatasheet/atgbics/5a/0f/94b6/cab-om2-sc-sc-3m-s/2025/11/cab-om2-sc-sc-3m-s.pdf | https://www.unikeyic.com/products/fiber-optic-cables-and-cable-assemblies/cab-om2-sc-sc-3m-s/15986449.html
CAB-OM2-SC-SC-4M-S | ATGBICS | 1: 10.2821 | TO SC/UPC 13.1' (4.0 m) | - | SC/UPC |  |  | 0.12" (3.0mm) | Fiber Patch | [7 empty] | - | - | [7 empty] | 13.1' (4.0m) | Vendor Undefined |  |  |  |  | Bag |  | OFNR |  | 13935333 |  | - | [6 empty] | 2361 | https://www.unikeyic.com/media/pdf/HTMLDatasheet/atgbics/ce/eb/539b/cab-om2-sc-sc-4m-s/2025/11/cab-om2-sc-sc-4m-s.pdf | https://www.unikeyic.com/products/fiber-optic-cables-and-cable-assemblies/cab-om2-sc-sc-4m-s/18380896.html
CAB-OM2-SC-SC-7M-S | ATGBICS | 1: 11.31 | TO SC/UPC 23.0' (7.0 m) | - | SC/UPC |  |  | 0.12" (3.0mm) | Fiber Patch | [7 empty] | - | - | [7 empty] | 23.0' (7.0m) | Vendor Undefined |  |  |  |  | Bag |  | OFNR |  | 13931086 |  | - | [6 empty] | 2425 | https://www.unikeyic.com/media/pdf/HTMLDatasheet/atgbics/70/c8/ca73/cab-om2-sc-sc-7m-s/2025/11/cab-om2-sc-sc-7m-s.pdf | https://www.unikeyic.com/products/fiber-optic-cables-and-cable-assemblies/cab-om2-sc-sc-7m-s/23315365.html
CAB-OM2-SC-SC-9M-D | ATGBICS | 1: 15.9808 | TO SC/UPC 29.5' (9.0 m) | - | SC/UPC |  |  | 0.12" (3.0mm) | Fiber Patch | [7 empty] | - | - | [7 empty] | 29.5' (9.0m) | Vendor Undefined |  |  |  |  | Bag |  | OFNR |  |  |  | - | [6 empty] | 2774 | https://www.unikeyic.com/media/pdf/HTMLDatasheet/atgbics/91/ff/5f36/cab-om2-sc-sc-9m-d/2025/11/cab-om2-sc-sc-9m-d.pdf | https://www.unikeyic.com/products/fiber-optic-cables-and-cable-assemblies/cab-om2-sc-sc-9m-d/16729203.html
CAB-OM2-SC-SC-9M-S | ATGBICS | 1: 11.1491 | TO SC/UPC 29.5' (9.0 m) | - | SC/UPC |  |  | 0.12" (3.0mm) | Fiber Patch | [7 empty] | - | - | [7 empty] | 29.5' (9.0m) | Vendor Undefined |  |  |  |  | Bag |  | OFNR |  |  |  | - | [6 empty] | 2731 | https://www.unikeyic.com/media/pdf/HTMLDatasheet/atgbics/69/66/195b/cab-om2-sc-sc-9m-s/2025/11/cab-om2-sc-sc-9m-s.pdf | https://www.unikeyic.com/products/fiber-optic-cables-and-cable-assemblies/cab-om2-sc-sc-9m-s/15610153.html
CAB-OM2-SC-ST-0.5M-D | ATGBICS | 1: 14.56 | SC-ST OM2 Fiber Patch MM D 0.5m | - | ST/UPC |  |  | 0.12" (3.0mm) | Fiber Patch | [7 empty] | - | - | [7 empty] | 1.64' (500mm) | Vendor Undefined |  |  |  |  | Bag |  | OFNR |  |  |  | - | [6 empty] | 2660 | https://www.unikeyic.com/media/pdf/HTMLDatasheet/atgbics/27/4e/ca45/cab-om2-sc-st-0-5m-d/2025/11/cab-om2-sc-st-0-5m-d.pdf | https://www.unikeyic.com/products/fiber-optic-cables-and-cable-assemblies/cab-om2-sc-st-0-5m-d/19146290.html
CAB-OM2-SC-ST-1M-D | ATGBICS | 1: 13.875 | SC-ST OM2 Fiber Patch MM D 1m | - | ST/UPC |  |  | 0.12" (3.0mm) | Fiber Patch | [7 empty] | - | - | [7 empty] | 3.3' (1.0m) | Vendor Undefined |  |  |  |  | Bag |  | OFNR |  |  |  | - | [6 empty] | 2928 | https://www.unikeyic.com/media/pdf/HTMLDatasheet/atgbics/40/ad/ec75/cab-om2-sc-st-1m-d/2025/11/cab-om2-sc-st-1m-d.pdf | https://www.unikeyic.com/products/fiber-optic-cables-and-cable-assemblies/cab-om2-sc-st-1m-d/18195796.html
CAB-OM2-SC-ST-2M-D | ATGBICS | 1: 14.4936 | TO ST/UPC 6.6' (2.0 m) | - | ST/UPC |  |  | 0.12" (3.0mm) | Fiber Patch | [7 empty] | - | - | [7 empty] | 6.6' (2.0m) | Vendor Undefined |  |  |  |  | Bag |  | OFNR |  | 13961307 |  | - | [6 empty] | 2099 | https://www.unikeyic.com/media/pdf/HTMLDatasheet/atgbics/f6/b2/059a/cab-om2-sc-st-2m-d/2025/11/cab-om2-sc-st-2m-d.pdf | https://www.unikeyic.com/products/fiber-optic-cables-and-cable-assemblies/cab-om2-sc-st-2m-d/22939357.html
CAB-OM2-SC-ST-6M-D | ATGBICS | 1: 16.8478 | TO ST/UPC 19.7' (6.0 m) | - | ST/UPC |  |  | 0.12" (3.0mm) | Fiber Patch | [7 empty] | - | - | [7 empty] | 19.7' (6.0m) | Vendor Undefined |  |  |  |  | Bag |  | OFNR |  |  |  | - | [6 empty] | 2387 | https://www.unikeyic.com/media/pdf/HTMLDatasheet/atgbics/88/4b/bd77/cab-om2-sc-st-6m-d/2025/11/cab-om2-sc-st-6m-d.pdf | https://www.unikeyic.com/products/fiber-optic-cables-and-cable-assemblies/cab-om2-sc-st-6m-d/23182372.html
CAB-OM2-ST-ST-1M-D | ATGBICS | 1: 15.47 | ST-ST OM2 Fiber Patch MM D 1m | - | ST/UPC |  |  | 0.12" (3.0mm) | Fiber Patch | [7 empty] | - | - | [7 empty] | 3.3' (1.0m) | Vendor Undefined |  |  |  |  | Bag |  | OFNR |  | 13932592 |  | - | [6 empty] | 2402 | https://www.unikeyic.com/media/pdf/HTMLDatasheet/atgbics/ac/94/1623/cab-om2-st-st-1m-d/2025/11/cab-om2-st-st-1m-d.pdf | https://www.unikeyic.com/products/fiber-optic-cables-and-cable-assemblies/cab-om2-st-st-1m-d/19095371.html
CAB-OM2-ST-ST-20M-S | ATGBICS | 1: 16.77 | TO ST/UPC 65.6' (20.0m) | - | ST/UPC |  |  | 0.12" (3.0mm) | Fiber Patch | [7 empty] | - | - | [7 empty] | 65.6' (20.0m) | Vendor Undefined |  |  |  |  | Bag |  | OFNR |  | 13961461 |  | - | [6 empty] | 2204 | https://www.unikeyic.com/media/pdf/HTMLDatasheet/atgbics/a7/80/5324/cab-om2-st-st-20m-s/2025/11/cab-om2-st-st-20m-s.pdf | https://www.unikeyic.com/products/fiber-optic-cables-and-cable-assemblies/cab-om2-st-st-20m-s/21989151.html
CAB-OM3-LC-FC-2M-S | ATGBICS | 1: 10.7773 | TO FC/UPC 6.6' (2.0 m) | - | FC/UPC |  |  | 0.12" (3.0mm) | Fiber Patch | [7 empty] | - | - | [7 empty] | 6.6' (2.0m) | Vendor Undefined |  |  |  |  | Bag |  | OFNR |  | 13961332 |  | - | [6 empty] | 2817 | https://www.unikeyic.com/media/pdf/HTMLDatasheet/atgbics/41/21/2adb/cab-om3-lc-fc-2m-s/2025/11/cab-om3-lc-fc-2m-s.pdf | https://www.unikeyic.com/products/fiber-optic-cables-and-cable-assemblies/cab-om3-lc-fc-2m-s/15579293.html
CAB-OM3-LC-FC-3M-D | ATGBICS | 1: 16.25 | TO FC/UPC 9.8' (3.0 m) | - | FC/UPC |  |  | 0.12" (3.0mm) | Fiber Patch | [7 empty] | - | - | [7 empty] | 9.8' (3.0m) | Vendor Undefined |  |  |  |  | Bag |  | OFNR |  |  |  | - | [6 empty] | 2381 | https://www.unikeyic.com/media/pdf/HTMLDatasheet/atgbics/2f/e5/4dd7/cab-om3-lc-fc-3m-d/2025/11/cab-om3-lc-fc-3m-d.pdf | https://www.unikeyic.com/products/fiber-optic-cables-and-cable-assemblies/cab-om3-lc-fc-3m-d/20825632.html
CAB-OM3-LC-FC-40M-S | ATGBICS | 1: 24.6523 | TO FC/UPC 131.2' (40.0m) | - | FC/UPC |  |  | 0.12" (3.0mm) | Fiber Patch | [7 empty] | - | - | [7 empty] | 131.2' (40.0m) | Vendor Undefined |  |  |  |  | Bag |  | OFNR |  |  |  | - | [6 empty] | 2761 | https://www.unikeyic.com/media/pdf/HTMLDatasheet/atgbics/ab/5c/64fa/cab-om3-lc-fc-40m-s/2025/12/cab-om3-lc-fc-40m-s.pdf | https://www.unikeyic.com/products/fiber-optic-cables-and-cable-assemblies/cab-om3-lc-fc-40m-s/17145507.html
CAB-OM3-LC-FC-50M-S | ATGBICS | 1: 28.3686 | TO FC/UPC 164.0' (50.0m) | - | FC/UPC |  |  | 0.12" (3.0mm) | Fiber Patch | [7 empty] | - | - | [7 empty] | 164.0' (50.0m) | Vendor Undefined |  |  |  |  | Bag |  | OFNR |  |  |  | - | [6 empty] | 2868 | https://www.unikeyic.com/media/pdf/HTMLDatasheet/atgbics/cc/a4/d1a9/cab-om3-lc-fc-50m-s/2025/11/cab-om3-lc-fc-50m-s.pdf | https://www.unikeyic.com/products/fiber-optic-cables-and-cable-assemblies/cab-om3-lc-fc-50m-s/17832504.html
CAB-OM3-LC-FC-7M-D | ATGBICS | 1: 18.98 | LC-FC OM3 Fiber Patch MM D 7m | - | FC/UPC |  |  | 0.12" (3.0mm) | Fiber Patch | [7 empty] | - | - | [7 empty] | 23.0' (7.0m) | Vendor Undefined |  |  |  |  | Bag |  | OFNR |  |  |  | - | [6 empty] | 2313 | https://www.unikeyic.com/media/pdf/HTMLDatasheet/atgbics/37/51/99fa/cab-om3-lc-fc-7m-d/2025/11/cab-om3-lc-fc-7m-d.pdf | https://www.unikeyic.com/products/fiber-optic-cables-and-cable-assemblies/cab-om3-lc-fc-7m-d/14586251.html
CAB-OM3-LC-FC-9M-D | ATGBICS | 1: 19.6971 | TO FC/UPC 29.5' (9.0 m) | - | FC/UPC |  |  | 0.12" (3.0mm) | Fiber Patch | [7 empty] | - | - | [7 empty] | 29.5' (9.0m) | Vendor Undefined |  |  |  |  | Bag |  | OFNR |  |  |  | - | [6 empty] | 2077 | https://www.unikeyic.com/media/pdf/HTMLDatasheet/atgbics/59/a8/4735/cab-om3-lc-fc-9m-d/2025/11/cab-om3-lc-fc-9m-d.pdf | https://www.unikeyic.com/products/fiber-optic-cables-and-cable-assemblies/cab-om3-lc-fc-9m-d/21304068.html
CAB-OM3-LC-FC-9M-S | ATGBICS | 1: 13.65 | TO FC/UPC 29.5' (9.0 m) | - | FC/UPC |  |  | 0.12" (3.0mm) | Fiber Patch | [7 empty] | - | - | [7 empty] | 29.5' (9.0m) | Vendor Undefined |  |  |  |  | Bag |  | OFNR |  |  |  | - | [6 empty] | 2447 | https://www.unikeyic.com/media/pdf/HTMLDatasheet/atgbics/88/ad/a938/cab-om3-lc-fc-9m-s/2025/11/cab-om3-lc-fc-9m-s.pdf | https://www.unikeyic.com/products/fiber-optic-cables-and-cable-assemblies/cab-om3-lc-fc-9m-s/18216219.html
CAB-OM3-LC-LC-10M-S | ATGBICS | 1: 13.6266 | TO LC/UPC 32.8' (10.0m) | - | LC/UPC |  |  | 0.12" (3.0mm) | Fiber Patch | [7 empty] | - | - | [7 empty] | 32.8' (10.0m) | Vendor Undefined |  |  |  |  | Bag |  | OFNR |  | 13933532 |  | - | [6 empty] | 2388 | https://www.unikeyic.com/media/pdf/HTMLDatasheet/atgbics/21/c2/d3d9/cab-om3-lc-lc-10m-s/2025/12/cab-om3-lc-lc-10m-s.pdf | https://www.unikeyic.com/products/fiber-optic-cables-and-cable-assemblies/cab-om3-lc-lc-10m-s/17140645.html
CAB-OM3-LC-LC-1M-D | ATGBICS | 1: 14.3 | LC-LCOM3 Fiber Patch MM D 1m | - | LC/UPC |  |  | 0.12" (3.0mm) | Fiber Patch | [7 empty] | - | - | [7 empty] | 3.3' (1.0m) | Vendor Undefined |  |  |  |  | Bag |  | OFNR |  |  |  | - | [6 empty] | 2519 | https://www.unikeyic.com/media/pdf/HTMLDatasheet/atgbics/52/43/d8c9/cab-om3-lc-lc-1m-d/2025/11/cab-om3-lc-lc-1m-d.pdf | https://www.unikeyic.com/products/fiber-optic-cables-and-cable-assemblies/cab-om3-lc-lc-1m-d/18699153.html
CAB-OM3-LC-LC-1M-S | ATGBICS | 1: 10.79 | TO LC/UPC 3.3' (1.0m) | - | LC/UPC |  |  | 0.12" (3.0mm) | Fiber Patch | [7 empty] | - | - | [7 empty] | 3.3' (1.0m) | Vendor Undefined |  |  |  |  | Bag |  | OFNR |  |  |  | - | [6 empty] | 2177 | https://www.unikeyic.com/media/pdf/HTMLDatasheet/atgbics/89/b8/1389/cab-om3-lc-lc-1m-s/2025/11/cab-om3-lc-lc-1m-s.pdf | https://www.unikeyic.com/products/fiber-optic-cables-and-cable-assemblies/cab-om3-lc-lc-1m-s/19132784.html
CAB-OM3-LC-LC-20M-S | ATGBICS | 1: 18.07 | TO LC/UPC 65.6' (20.0m) | - | LC/UPC |  |  | 0.12" (3.0mm) | Fiber Patch | [7 empty] | - | - | [7 empty] | 65.6' (20.0m) | Vendor Undefined |  |  |  |  | Bag |  | OFNR |  | 13950404 |  | - | [6 empty] | 2107 | https://www.unikeyic.com/media/pdf/HTMLDatasheet/atgbics/64/50/f5df/cab-om3-lc-lc-20m-s/2025/11/cab-om3-lc-lc-20m-s.pdf | https://www.unikeyic.com/products/fiber-optic-cables-and-cable-assemblies/cab-om3-lc-lc-20m-s/19918868.html
CAB-OM3-LC-LC-25M-D | ATGBICS | 1: 31.093 | TO LC/UPC 82.0' (25.0m) | - | LC/UPC |  |  | 0.12" (3.0mm) | Fiber Patch | [7 empty] | - | - | [7 empty] | 82.0' (25.0m) | Vendor Undefined |  |  |  |  | Bag |  | OFNR |  |  |  | - | [6 empty] | 2559 | https://www.unikeyic.com/media/pdf/HTMLDatasheet/atgbics/b3/8b/4dbf/cab-om3-lc-lc-25m-d/2025/11/cab-om3-lc-lc-25m-d.pdf | https://www.unikeyic.com/products/fiber-optic-cables-and-cable-assemblies/cab-om3-lc-lc-25m-d/15884062.html
CAB-OM3-LC-LC-40M-S | ATGBICS | 1: 24.6523 | TO LC/UPC 131.2' (40.0m) | - | LC/UPC |  |  | 0.12" (3.0mm) | Fiber Patch | [7 empty] | - | - | [7 empty] | 131.2' (40.0m) | Vendor Undefined |  |  |  |  | Bag |  | OFNR |  |  |  | - | [6 empty] | 2119 | https://www.unikeyic.com/media/pdf/HTMLDatasheet/atgbics/d3/a9/ad8b/cab-om3-lc-lc-40m-s/2025/11/cab-om3-lc-lc-40m-s.pdf | https://www.unikeyic.com/products/fiber-optic-cables-and-cable-assemblies/cab-om3-lc-lc-40m-s/19288058.html
CAB-OM3-LC-LC-4M-S | ATGBICS | 1: 11.1491 | TO LC/UPC 13.1' (4.0 m) | - | LC/UPC |  |  | 0.12" (3.0mm) | Fiber Patch | [7 empty] | - | - | [7 empty] | 13.1' (4.0m) | Vendor Undefined |  |  |  |  | Bag |  | OFNR |  |  |  | - | [6 empty] | 2355 | https://www.unikeyic.com/media/pdf/HTMLDatasheet/atgbics/5c/f3/129f/cab-om3-lc-lc-4m-s/2025/11/cab-om3-lc-lc-4m-s.pdf | https://www.unikeyic.com/products/fiber-optic-cables-and-cable-assemblies/cab-om3-lc-lc-4m-s/15472280.html
CAB-OM3-LC-LC-50M-D | ATGBICS | 1: 41.0632 | LC-LCOM3 Fiber Patch MM D 50m | - | LC/UPC |  |  | 0.12" (3.0mm) | Fiber Patch | [7 empty] | - | - | [7 empty] | 164.0' (50.0m) | Vendor Undefined |  |  |  |  | Bag |  | OFNR |  | 13936021 |  | - | [6 empty] | 2047 | https://www.unikeyic.com/media/pdf/HTMLDatasheet/atgbics/cf/96/eeb3/cab-om3-lc-lc-50m-d/2025/11/cab-om3-lc-lc-50m-d.pdf | https://www.unikeyic.com/products/fiber-optic-cables-and-cable-assemblies/cab-om3-lc-lc-50m-d/21962986.html
CAB-OM3-LC-LC-50M-S | ATGBICS | 1: 29.77 | TO LC/UPC 164.0' (50.0m) | - | LC/UPC |  |  | 0.12" (3.0mm) | Fiber Patch | [7 empty] | - | - | [7 empty] | 164.0' (50.0m) | Vendor Undefined |  |  |  |  | Bag |  | OFNR |  |  |  | - | [6 empty] | 2763 | https://www.unikeyic.com/media/pdf/HTMLDatasheet/atgbics/0c/a4/1c60/cab-om3-lc-lc-50m-s/2025/11/cab-om3-lc-lc-50m-s.pdf | https://www.unikeyic.com/products/fiber-optic-cables-and-cable-assemblies/cab-om3-lc-lc-50m-s/22915392.html
CAB-OM3-LC-LC-5M-S | ATGBICS | 1: 11.8926 | TO LC/UPC 16.4' (5.0m) | - | LC/UPC |  |  | 0.12" (3.0mm) | Fiber Patch | [7 empty] | - | - | [7 empty] | 16.4' (5.0m) | Vendor Undefined |  |  |  |  | Bag |  | OFNR |  |  |  | - | [6 empty] | 2273 | https://www.unikeyic.com/media/pdf/HTMLDatasheet/atgbics/31/f0/47e3/cab-om3-lc-lc-5m-s/2025/11/cab-om3-lc-lc-5m-s.pdf | https://www.unikeyic.com/products/fiber-optic-cables-and-cable-assemblies/cab-om3-lc-lc-5m-s/20048370.html
CAB-OM3-LC-LC-7M-S | ATGBICS | 1: 12.74 | TO LC/UPC 23.0' (7.0 m) | - | LC/UPC |  |  | 0.12" (3.0mm) | Fiber Patch | [7 empty] | - | - | [7 empty] | 23.0' (7.0m) | Vendor Undefined |  |  |  |  | Bag |  | OFNR |  |  |  | - | [6 empty] | 2633 | https://www.unikeyic.com/media/pdf/HTMLDatasheet/atgbics/05/a1/5ee1/cab-om3-lc-lc-7m-s/2025/11/cab-om3-lc-lc-7m-s.pdf | https://www.unikeyic.com/products/fiber-optic-cables-and-cable-assemblies/cab-om3-lc-lc-7m-s/17123974.html
CAB-OM3-LC-LC-8M-D | ATGBICS | 1: 18.5818 | TO LC/UPC 26.2' (8.0 m) | - | LC/UPC |  |  | 0.12" (3.0mm) | Fiber Patch | [7 empty] | - | - | [7 empty] | 26.2' (8.0m) | Vendor Undefined |  |  |  |  | Bag |  | OFNR |  | 13942980 |  | - | [6 empty] | 2977 | https://www.unikeyic.com/media/pdf/HTMLDatasheet/atgbics/65/a0/6133/cab-om3-lc-lc-8m-d/2025/11/cab-om3-lc-lc-8m-d.pdf | https://www.unikeyic.com/products/fiber-optic-cables-and-cable-assemblies/cab-om3-lc-lc-8m-d/22752039.html
CAB-OM3-LC-LC-9M-S | ATGBICS | 1: 13.008 | TO LC/UPC 29.5' (9.0 m) | - | LC/UPC |  |  | 0.12" (3.0mm) | Fiber Patch | [7 empty] | - | - | [7 empty] | 29.5' (9.0m) | Vendor Undefined |  |  |  |  | Bag |  | OFNR |  | 13944917 |  | - | [6 empty] | 2202 | https://www.unikeyic.com/media/pdf/HTMLDatasheet/atgbics/19/c5/42f7/cab-om3-lc-lc-9m-s/2025/11/cab-om3-lc-lc-9m-s.pdf | https://www.unikeyic.com/products/fiber-optic-cables-and-cable-assemblies/cab-om3-lc-lc-9m-s/21877409.html
CAB-OM3-LC-SC-1M-D | ATGBICS | 1: 13.6266 | TO SC/UPC 3.3' (1.0m) | - | SC/UPC |  |  | 0.12" (3.0mm) | Fiber Patch | [7 empty] | - | - | [7 empty] | 3.3' (1.0m) | Vendor Undefined |  |  |  |  | Bag |  | OFNR |  | 13931534 |  | - | [6 empty] | 2243 | https://www.unikeyic.com/media/pdf/HTMLDatasheet/atgbics/6b/d2/70a5/cab-om3-lc-sc-1m-d/2025/11/cab-om3-lc-sc-1m-d.pdf | https://www.unikeyic.com/products/fiber-optic-cables-and-cable-assemblies/cab-om3-lc-sc-1m-d/21281506.html
CAB-OM3-LC-SC-1M-S | ATGBICS | 1: 10.79 | TO SC/UPC 3.3' (1.0m) | - | SC/UPC |  |  | 0.12" (3.0mm) | Fiber Patch | [7 empty] | - | - | [7 empty] | 3.3' (1.0m) | Vendor Undefined |  |  |  |  | Bag |  | OFNR |  |  |  | - | [6 empty] | 2165 | https://www.unikeyic.com/media/pdf/HTMLDatasheet/atgbics/da/f1/495d/cab-om3-lc-sc-1m-s/2025/11/cab-om3-lc-sc-1m-s.pdf | https://www.unikeyic.com/products/fiber-optic-cables-and-cable-assemblies/cab-om3-lc-sc-1m-s/20043047.html
CAB-OM3-LC-SC-25M-D | ATGBICS | 1: 31.093 | TO SC/UPC 82.0' (25.0m) | - | SC/UPC |  |  | 0.12" (3.0mm) | Fiber Patch | [7 empty] | - | - | [7 empty] | 82.0' (25.0m) | Vendor Undefined |  |  |  |  | Bag |  | OFNR |  |  |  | - | [6 empty] | 2401 | https://www.unikeyic.com/media/pdf/HTMLDatasheet/atgbics/d5/c5/a4c1/cab-om3-lc-sc-25m-d/2025/11/cab-om3-lc-sc-25m-d.pdf | https://www.unikeyic.com/products/fiber-optic-cables-and-cable-assemblies/cab-om3-lc-sc-25m-d/18015337.html
CAB-OM3-LC-SC-2M-D | ATGBICS | 1: 13.875 | TO SC/UPC 6.6' (2.0 m) | - | SC/UPC |  |  | 0.12" (3.0mm) | Fiber Patch | [7 empty] | - | - | [7 empty] | 6.6' (2.0m) | Vendor Undefined |  |  |  |  | Bag |  | OFNR |  | 13931735 |  | - | [6 empty] | 2219 | https://www.unikeyic.com/media/about_us/Unikey_ISO_9001_Certification.pdf | https://www.unikeyic.com/products/fiber-optic-cables-and-cable-assemblies/cab-om3-lc-sc-2m-d/27402284.html
CAB-OM3-LC-SC-2M-S | ATGBICS | 1: 10.2821 | TO SC/UPC 6.6' (2.0 m) | - | SC/UPC |  |  | 0.12" (3.0mm) | Fiber Patch | [7 empty] | - | - | [7 empty] | 6.6' (2.0m) | Vendor Undefined |  |  |  |  | Bag |  | OFNR |  |  |  | - | [6 empty] | 2030 | https://www.unikeyic.com/media/pdf/HTMLDatasheet/atgbics/3c/c8/363b/cab-om3-lc-sc-2m-s/2025/11/cab-om3-lc-sc-2m-s.pdf | https://www.unikeyic.com/products/fiber-optic-cables-and-cable-assemblies/cab-om3-lc-sc-2m-s/29160845.html
CAB-OM3-LC-SC-3M-D | ATGBICS | 1: 15.47 | TO SC/UPC 9.8' (3.0 m) | - | SC/UPC |  |  | 0.12" (3.0mm) | Fiber Patch | [7 empty] | - | - | [7 empty] | 9.8' (3.0m) | Vendor Undefined |  |  |  |  | Bag |  | OFNR |  | 13931599 |  | - | [6 empty] | 2914 | https://www.unikeyic.com/media/pdf/HTMLDatasheet/atgbics/98/64/2c1a/cab-om3-lc-sc-3m-d/2025/11/cab-om3-lc-sc-3m-d.pdf | https://www.unikeyic.com/products/fiber-optic-cables-and-cable-assemblies/cab-om3-lc-sc-3m-d/12837393.html
CAB-OM3-LC-SC-3M-S | ATGBICS | 1: 11.31 | TO SC/UPC 9.8' (3.0 m) | - | SC/UPC |  |  | 0.12" (3.0mm) | Fiber Patch | [7 empty] | - | - | [7 empty] | 9.8' (3.0m) | Vendor Undefined |  |  |  |  | Bag |  | OFNR |  |  |  | - | [6 empty] | 2791 | https://www.unikeyic.com/media/pdf/HTMLDatasheet/atgbics/38/ce/4c0e/cab-om3-lc-sc-3m-s/2025/11/cab-om3-lc-sc-3m-s.pdf | https://www.unikeyic.com/products/fiber-optic-cables-and-cable-assemblies/cab-om3-lc-sc-3m-s/16352904.html
CAB-OM3-LC-SC-4M-S | ATGBICS | 1: 11.1491 | TO SC/UPC 13.1' (4.0 m) | - | SC/UPC |  |  | 0.12" (3.0mm) | Fiber Patch | [7 empty] | - | - | [7 empty] | 13.1' (4.0m) | Vendor Undefined |  |  |  |  | Bag |  | OFNR |  |  |  | - | [6 empty] | 2239 | https://www.unikeyic.com/media/pdf/HTMLDatasheet/atgbics/8d/04/9aba/cab-om3-lc-sc-4m-s/2025/11/cab-om3-lc-sc-4m-s.pdf | https://www.unikeyic.com/products/fiber-optic-cables-and-cable-assemblies/cab-om3-lc-sc-4m-s/19383082.html
CAB-OM3-LC-SC-6M-S | ATGBICS | 1: 12.1395 | LC-SC OM3 Fiber Patch MM S 6m | - | SC/UPC |  |  | 0.12" (3.0mm) | Fiber Patch | [7 empty] | - | - | [7 empty] | 19.7' (6.0m) | Vendor Undefined |  |  |  |  | Bag |  | OFNR |  |  |  | - | [6 empty] | 2086 | https://www.unikeyic.com/media/datasheet/ce/11/eae0/ce11eae05cfea3342883faa9a0b68021.pdf | https://www.unikeyic.com/products/fiber-optic-cables-and-cable-assemblies/cab-om3-lc-sc-6m-s/23160497.html
CAB-OM3-LC-SC-7M-D | ATGBICS | 1: 18.59 | LC-SC OM3 Fiber Patch MM D 7m | - | SC/UPC |  |  | 0.12" (3.0mm) | Fiber Patch | [7 empty] | - | - | [7 empty] | 23.0' (7.0m) | Vendor Undefined |  |  |  |  | Bag |  | OFNR |  | 13955519 |  | - | [6 empty] | 2040 | https://www.unikeyic.com/media/pdf/HTMLDatasheet/atgbics/5d/73/7068/cab-om3-lc-sc-7m-d/2025/11/cab-om3-lc-sc-7m-d.pdf | https://www.unikeyic.com/products/fiber-optic-cables-and-cable-assemblies/cab-om3-lc-sc-7m-d/23233801.html
CAB-OM3-LC-SC-7M-S | ATGBICS | 1: 12.74 | LC-SC OM3 Fiber Patch MM S 7m | - | SC/UPC |  |  | 0.12" (3.0mm) | Fiber Patch | [7 empty] | - | - | [7 empty] | 23.0' (7.0m) | Vendor Undefined |  |  |  |  | Bag |  | OFNR |  |  |  | - | [6 empty] | 2612 | https://www.unikeyic.com/media/pdf/HTMLDatasheet/atgbics/1d/07/0ddf/cab-om3-lc-sc-7m-s/2025/11/cab-om3-lc-sc-7m-s.pdf | https://www.unikeyic.com/products/fiber-optic-cables-and-cable-assemblies/cab-om3-lc-sc-7m-s/21281290.html
CAB-OM3-LC-SC-8M-D | ATGBICS | 1: 18.5818 | TO SC/UPC 26.2' (8.0 m) | - | SC/UPC |  |  | 0.12" (3.0mm) | Fiber Patch | [7 empty] | - | - | [7 empty] | 26.2' (8.0m) | Vendor Undefined |  |  |  |  | Bag |  | OFNR |  | 13953480 |  | - | [6 empty] | 2173 | https://www.unikeyic.com/media/about_us/Unikey_ISO_9001_Certification.pdf | https://www.unikeyic.com/products/fiber-optic-cables-and-cable-assemblies/cab-om3-lc-sc-8m-d/18657676.html
CAB-OM3-LC-SC-8M-S | ATGBICS | 1: 13.39 | LC-SC OM3 Fiber Patch MM S 8m | - | SC/UPC |  |  | 0.12" (3.0mm) | Fiber Patch | [7 empty] | - | - | [7 empty] | 26.2' (8.0m) | Vendor Undefined |  |  |  |  | Bag |  | OFNR |  | 13936433 |  | - | [6 empty] | 2958 | https://www.unikeyic.com/media/pdf/HTMLDatasheet/atgbics/90/62/e751/cab-om3-lc-sc-8m-s/2025/11/cab-om3-lc-sc-8m-s.pdf | https://www.unikeyic.com/products/fiber-optic-cables-and-cable-assemblies/cab-om3-lc-sc-8m-s/15192442.html
CAB-OM3-LC-SC-9M-D | ATGBICS | 1: 19.6971 | TO SC/UPC 29.5' (9.0 m) | - | SC/UPC |  |  | 0.12" (3.0mm) | Fiber Patch | [7 empty] | - | - | [7 empty] | 29.5' (9.0m) | Vendor Undefined |  |  |  |  | Bag |  | OFNR |  |  |  | - | [6 empty] | 2518 | https://www.unikeyic.com/media/pdf/HTMLDatasheet/atgbics/1b/fc/5eaa/cab-om3-lc-sc-9m-d/2025/12/cab-om3-lc-sc-9m-d.pdf | https://www.unikeyic.com/products/fiber-optic-cables-and-cable-assemblies/cab-om3-lc-sc-9m-d/17049956.html
CAB-OM3-LC-SC-9M-S | ATGBICS | 1: 13.008 | TO SC/UPC 29.5' (9.0 m) | - | SC/UPC |  |  | 0.12" (3.0mm) | Fiber Patch | [7 empty] | - | - | [7 empty] | 29.5' (9.0m) | Vendor Undefined |  |  |  |  | Bag |  | OFNR |  | 13931844 |  | - | [6 empty] | 2073 | https://www.unikeyic.com/media/pdf/HTMLDatasheet/atgbics/97/e2/77ed/cab-om3-lc-sc-9m-s/2025/11/cab-om3-lc-sc-9m-s.pdf | https://www.unikeyic.com/products/fiber-optic-cables-and-cable-assemblies/cab-om3-lc-sc-9m-s/20053674.html
CAB-OM3-LC-ST-25M-D | ATGBICS | 1: 31.96 | TO ST/UPC 82.0' (25.0m) | - | ST/UPC |  |  | 0.12" (3.0mm) | Fiber Patch | [7 empty] | - | - | [7 empty] | 82.0' (25.0m) | Vendor Undefined |  |  |  |  | Bag |  | OFNR |  | 13944790 |  | - | [6 empty] | 2007 | https://www.unikeyic.com/media/pdf/HTMLDatasheet/atgbics/4c/1c/d36a/cab-om3-lc-st-25m-d/2025/11/cab-om3-lc-st-25m-d.pdf | https://www.unikeyic.com/products/fiber-optic-cables-and-cable-assemblies/cab-om3-lc-st-25m-d/15904031.html
CAB-OM3-LC-ST-2M-D | ATGBICS | 1: 14.742 | TO ST/UPC 6.6' (2.0 m) | - | ST/UPC |  |  | 0.12" (3.0mm) | Fiber Patch | [7 empty] | - | - | [7 empty] | 6.6' (2.0m) | Vendor Undefined |  |  |  |  | Bag |  | OFNR |  |  |  | - | [6 empty] | 2344 | https://www.unikeyic.com/media/pdf/HTMLDatasheet/atgbics/8f/84/a16b/cab-om3-lc-st-2m-d/2025/12/cab-om3-lc-st-2m-d.pdf | https://www.unikeyic.com/products/fiber-optic-cables-and-cable-assemblies/cab-om3-lc-st-2m-d/17200683.html
CAB-OM3-LC-ST-3M-S | ATGBICS |  | TO ST/UPC 9.8' (3.0 m) | - | ST/UPC |  |  | 0.12" (3.0mm) | Fiber Patch | [7 empty] | - | - | [7 empty] | 9.8' (3.0m) | Vendor Undefined |  |  |  |  | Bag |  | OFNR |  | 13931388 |  | - | [7 empty] | https://www.unikeyic.com/media/pdf/HTMLDatasheet/atgbics/73/00/61b6/cab-om3-lc-st-3m-s/2025/11/cab-om3-lc-st-3m-s.pdf | https://www.unikeyic.com/products/fiber-optic-cables-and-cable-assemblies/cab-om3-lc-st-3m-s/15766634.html
CAB-OM3-LC-ST-40M-S | ATGBICS | 1: 20.5641 | TO ST/UPC 131.2' (40.0m) | - | ST/UPC |  |  | 0.12" (3.0mm) | Fiber Patch | [7 empty] | - | - | [7 empty] | 131.2' (40.0m) | Vendor Undefined |  |  |  |  | Bag |  | OFNR |  | 13931375 |  | - | [6 empty] | 2628 | https://www.unikeyic.com/media/pdf/HTMLDatasheet/atgbics/ed/a7/61d3/cab-om3-lc-st-40m-s/2025/11/cab-om3-lc-st-40m-s.pdf | https://www.unikeyic.com/products/fiber-optic-cables-and-cable-assemblies/cab-om3-lc-st-40m-s/18444043.html
CAB-OM3-LC-ST-5M-D | ATGBICS | 1: 18.07 | LC-ST OM3 Fiber Patch MM D 5m | - | ST/UPC |  |  | 0.12" (3.0mm) | Fiber Patch | [7 empty] | - | - | [7 empty] | 16.4' (5.0m) | Vendor Undefined |  |  |  |  | Bag |  | OFNR |  |  |  | - | [6 empty] | 2518 | https://www.unikeyic.com/media/pdf/HTMLDatasheet/atgbics/45/b3/7208/cab-om3-lc-st-5m-d/2025/11/cab-om3-lc-st-5m-d.pdf | https://www.unikeyic.com/products/fiber-optic-cables-and-cable-assemblies/cab-om3-lc-st-5m-d/22408095.html
CAB-OM3-LC-ST-9M-S | ATGBICS | 1: 13.39 | TO ST/UPC 29.5' (9.0 m) | - | ST/UPC |  |  | 0.12" (3.0mm) | Fiber Patch | [7 empty] | - | - | [7 empty] | 29.5' (9.0m) | Vendor Undefined |  |  |  |  | Bag |  | OFNR |  |  |  | - | [6 empty] | 2283 | https://www.unikeyic.com/media/pdf/HTMLDatasheet/atgbics/5e/dd/e852/cab-om3-lc-st-9m-s/2025/11/cab-om3-lc-st-9m-s.pdf | https://www.unikeyic.com/products/fiber-optic-cables-and-cable-assemblies/cab-om3-lc-st-9m-s/16429251.html
CAB-OM3-SC-SC-1M-D | ATGBICS | 1: 13.6266 | SC-SC OM3 Fiber Patch MM D 1m | - | SC/UPC |  |  | 0.12" (3.0mm) | Fiber Patch | [7 empty] | - | - | [7 empty] | 3.3' (1.0m) | Vendor Undefined |  |  |  |  | Bag |  | OFNR |  | 13948611 |  | - | [6 empty] | 2701 | https://www.unikeyic.com/media/pdf/HTMLDatasheet/atgbics/4d/43/867a/cab-om3-sc-sc-1m-d/2025/11/cab-om3-sc-sc-1m-d.pdf | https://www.unikeyic.com/products/fiber-optic-cables-and-cable-assemblies/cab-om3-sc-sc-1m-d/14584569.html
CAB-OM3-SC-SC-25M-D | ATGBICS | 1: 31.093 | TO SC/UPC 82.0' (25.0m) | - | SC/UPC |  |  | 0.12" (3.0mm) | Fiber Patch | [7 empty] | - | - | [7 empty] | 82.0' (25.0m) | Vendor Undefined |  |  |  |  | Bag |  | OFNR |  |  |  | - | [6 empty] | 2176 | https://www.unikeyic.com/media/pdf/HTMLDatasheet/atgbics/42/19/18ba/cab-om3-sc-sc-25m-d/2025/11/cab-om3-sc-sc-25m-d.pdf | https://www.unikeyic.com/products/fiber-optic-cables-and-cable-assemblies/cab-om3-sc-sc-25m-d/14014676.html
CAB-OM3-SC-SC-2M-D | ATGBICS | 1: 13.875 | TO SC/UPC 6.6' (2.0 m) | - | SC/UPC |  |  | 0.12" (3.0mm) | Fiber Patch | [7 empty] | - | - | [7 empty] | 6.6' (2.0m) | Vendor Undefined |  |  |  |  | Bag |  | OFNR |  | 13946457 |  | - | [6 empty] | 2749 | https://www.unikeyic.com/media/pdf/HTMLDatasheet/atgbics/1f/3e/e059/cab-om3-sc-sc-2m-d/2025/11/cab-om3-sc-sc-2m-d.pdf | https://www.unikeyic.com/products/fiber-optic-cables-and-cable-assemblies/cab-om3-sc-sc-2m-d/18040387.html
CAB-OM3-SC-SC-2M-S | ATGBICS | 1: 10.79 | TO SC/UPC 6.6' (2.0 m) | - | SC/UPC |  |  | 0.12" (3.0mm) | Fiber Patch | [7 empty] | - | - | [7 empty] | 6.6' (2.0m) | Vendor Undefined |  |  |  |  | Bag |  | OFNR |  | 13937905 |  | - | [6 empty] | 2665 | https://www.unikeyic.com/media/pdf/HTMLDatasheet/atgbics/18/9e/64e2/cab-om3-sc-sc-2m-s/2025/11/cab-om3-sc-sc-2m-s.pdf | https://www.unikeyic.com/products/fiber-optic-cables-and-cable-assemblies/cab-om3-sc-sc-2m-s/15976188.html
CAB-OM3-SC-SC-3M-D | ATGBICS | 1: 15.47 | SC-SC OM3 Fiber Patch MM D 3m | - | SC/UPC |  |  | 0.12" (3.0mm) | Fiber Patch | [7 empty] | - | - | [7 empty] | 9.8' (3.0m) | Vendor Undefined |  |  |  |  | Bag |  | OFNR |  |  |  | - | [6 empty] | 2800 | https://www.unikeyic.com/media/pdf/HTMLDatasheet/atgbics/d8/ff/42a9/cab-om3-sc-sc-3m-d/2025/11/cab-om3-sc-sc-3m-d.pdf | https://www.unikeyic.com/products/fiber-optic-cables-and-cable-assemblies/cab-om3-sc-sc-3m-d/23543193.html
CAB-OM3-SC-SC-3M-S | ATGBICS | 1: 11.31 | TO SC/UPC 9.8' (3.0 m) | - | SC/UPC |  |  | 0.12" (3.0mm) | Fiber Patch | [7 empty] | - | - | [7 empty] | 9.8' (3.0m) | Vendor Undefined |  |  |  |  | Bag |  | OFNR |  |  |  | - | [6 empty] | 2045 | https://www.unikeyic.com/media/pdf/HTMLDatasheet/atgbics/50/e4/ddfd/cab-om3-sc-sc-3m-s/2025/11/cab-om3-sc-sc-3m-s.pdf | https://www.unikeyic.com/products/fiber-optic-cables-and-cable-assemblies/cab-om3-sc-sc-3m-s/20688289.html
CAB-OM3-SC-SC-50M-S | ATGBICS | 1: 28.3686 | SC-SC OM3 Fiber Patch MM S 50m | - | SC/UPC |  |  | 0.12" (3.0mm) | Fiber Patch | [7 empty] | - | - | [7 empty] | 164.0' (50.0m) | Vendor Undefined |  |  |  |  | Bag |  | OFNR |  |  |  | - | [6 empty] | 2535 | https://www.unikeyic.com/media/pdf/HTMLDatasheet/atgbics/23/b8/26a9/cab-om3-sc-sc-50m-s/2025/11/cab-om3-sc-sc-50m-s.pdf | https://www.unikeyic.com/products/fiber-optic-cables-and-cable-assemblies/cab-om3-sc-sc-50m-s/22706466.html
CAB-OM3-SC-SC-7M-D | ATGBICS | 1: 18.59 | SC-SC OM3 Fiber Patch MM D 7m | - | SC/UPC |  |  | 0.12" (3.0mm) | Fiber Patch | [7 empty] | - | - | [7 empty] | 23.0' (7.0m) | Vendor Undefined |  |  |  |  | Bag |  | OFNR |  |  |  | - | [6 empty] | 2487 | https://www.unikeyic.com/media/pdf/HTMLDatasheet/atgbics/84/40/2921/cab-om3-sc-sc-7m-d/2025/11/cab-om3-sc-sc-7m-d.pdf | https://www.unikeyic.com/products/fiber-optic-cables-and-cable-assemblies/cab-om3-sc-sc-7m-d/17315448.html
CAB-OM3-SC-SC-8M-D | ATGBICS | 1: 19.5 | TO SC/UPC 26.2' (8.0 m) | - | SC/UPC |  |  | 0.12" (3.0mm) | Fiber Patch | [7 empty] | - | - | [7 empty] | 26.2' (8.0m) | Vendor Undefined |  |  |  |  | Bag |  | OFNR |  |  |  | - | [6 empty] | 2868 | https://www.unikeyic.com/media/pdf/HTMLDatasheet/atgbics/66/57/04a4/cab-om3-sc-sc-8m-d/2025/11/cab-om3-sc-sc-8m-d.pdf | https://www.unikeyic.com/products/fiber-optic-cables-and-cable-assemblies/cab-om3-sc-sc-8m-d/23271478.html
CAB-OM3-SC-SC-8M-S | ATGBICS | 1: 12.7596 | SC-SC OM3 Fiber Patch MM S 8m | - | SC/UPC |  |  | 0.12" (3.0mm) | Fiber Patch | [7 empty] | - | - | [7 empty] | 26.2' (8.0m) | Vendor Undefined |  |  |  |  | Bag |  | OFNR |  | 13933547 |  | - | [6 empty] | 2491 | https://www.unikeyic.com/media/pdf/HTMLDatasheet/atgbics/c4/f6/6c18/cab-om3-sc-sc-8m-s/2025/11/cab-om3-sc-sc-8m-s.pdf | https://www.unikeyic.com/products/fiber-optic-cables-and-cable-assemblies/cab-om3-sc-sc-8m-s/21657168.html
CAB-OM3-SC-SC-9M-D | ATGBICS | 1: 19.6971 | TO SC/UPC 29.5' (9.0 m) | - | SC/UPC |  |  | 0.12" (3.0mm) | Fiber Patch | [7 empty] | - | - | [7 empty] | 29.5' (9.0m) | Vendor Undefined |  |  |  |  | Bag |  | OFNR |  | 13931851 |  | - | [6 empty] | 2423 | https://www.unikeyic.com/media/about_us/Unikey_ISO_9001_Certification.pdf | https://www.unikeyic.com/products/fiber-optic-cables-and-cable-assemblies/cab-om3-sc-sc-9m-d/16434657.html
CAB-OM3-SC-ST-1M-D | ATGBICS | 1: 14.4936 | SC-ST OM3 Fiber Patch MM D 1m | - | ST/UPC |  |  | 0.12" (3.0mm) | Fiber Patch | [7 empty] | - | - | [7 empty] | 3.3' (1.0m) | Vendor Undefined |  |  |  |  | Bag |  | OFNR |  | 13931247 |  | - | [6 empty] | 2596 | https://www.unikeyic.com/media/datasheet/e3/d4/48cb/e3d448cb60e16f6a832c6bf270e255c7.pdf | https://www.unikeyic.com/products/fiber-optic-cables-and-cable-assemblies/cab-om3-sc-st-1m-d/20267154.html
CAB-OM3-SC-ST-5M-S | ATGBICS | 1: 12.74 | TO ST/UPC 16.4' (5.0m) | - | ST/UPC |  |  | 0.12" (3.0mm) | Fiber Patch | [7 empty] | - | - | [7 empty] | 16.4' (5.0m) | Vendor Undefined |  |  |  |  | Bag |  | OFNR |  |  |  | - | [6 empty] | 2215 | https://www.unikeyic.com/media/pdf/HTMLDatasheet/atgbics/68/05/6571/cab-om3-sc-st-5m-s/2025/11/cab-om3-sc-st-5m-s.pdf | https://www.unikeyic.com/products/fiber-optic-cables-and-cable-assemblies/cab-om3-sc-st-5m-s/21714670.html
CAB-OM3-SC-ST-6M-S | ATGBICS | 1: 12.1395 | TO ST/UPC 19.7' (6.0 m) | - | ST/UPC |  |  | 0.12" (3.0mm) | Fiber Patch | [7 empty] | - | - | [7 empty] | 19.7' (6.0m) | Vendor Undefined |  |  |  |  | Bag |  | OFNR |  |  |  | - | [6 empty] | 2470 | https://www.unikeyic.com/media/pdf/HTMLDatasheet/atgbics/b4/56/b81e/cab-om3-sc-st-6m-s/2025/11/cab-om3-sc-st-6m-s.pdf | https://www.unikeyic.com/products/fiber-optic-cables-and-cable-assemblies/cab-om3-sc-st-6m-s/18976941.html
CAB-OM3-SC-ST-7M-S | ATGBICS | 1: 12.7596 | TO ST/UPC 23.0' (7.0 m) | - | ST/UPC |  |  | 0.12" (3.0mm) | Fiber Patch | [7 empty] | - | - | [7 empty] | 23.0' (7.0m) | Vendor Undefined |  |  |  |  | Bag |  | OFNR |  |  |  | - | [6 empty] | 2499 | https://www.unikeyic.com/media/pdf/HTMLDatasheet/atgbics/50/b7/4291/cab-om3-sc-st-7m-s/2025/11/cab-om3-sc-st-7m-s.pdf | https://www.unikeyic.com/products/fiber-optic-cables-and-cable-assemblies/cab-om3-sc-st-7m-s/15764105.html
CAB-OM3-SC-ST-8M-S | ATGBICS | 1: 13.008 | TO ST/UPC 26.2' (8.0 m) | - | ST/UPC |  |  | 0.12" (3.0mm) | Fiber Patch | [7 empty] | - | - | [7 empty] | 26.2' (8.0m) | Vendor Undefined |  |  |  |  | Bag |  | OFNR |  | 13936183 |  | - | [6 empty] | 2652 | https://www.unikeyic.com/media/pdf/HTMLDatasheet/atgbics/db/f1/694e/cab-om3-sc-st-8m-s/2025/11/cab-om3-sc-st-8m-s.pdf | https://www.unikeyic.com/products/fiber-optic-cables-and-cable-assemblies/cab-om3-sc-st-8m-s/22144197.html
CAB-OM3-ST-ST-1M-D | ATGBICS | 1: 15.4856 | ST-ST OM3 Fiber Patch MM D 1m | - | ST/UPC |  |  | 0.12" (3.0mm) | Fiber Patch | [7 empty] | - | - | [7 empty] | 3.3' (1.0m) | Vendor Undefined |  |  |  |  | Bag |  | OFNR |  |  |  | - | [6 empty] | 2372 | https://www.unikeyic.com/media/pdf/HTMLDatasheet/atgbics/6c/b4/8da9/cab-om3-st-st-1m-d/2025/11/cab-om3-st-st-1m-d.pdf | https://www.unikeyic.com/products/fiber-optic-cables-and-cable-assemblies/cab-om3-st-st-1m-d/17626713.html
CAB-OM3-ST-ST-20M-S | ATGBICS | 1: 18.0866 | TO ST/UPC 65.6' (20.0m) | - | ST/UPC |  |  | 0.12" (3.0mm) | Fiber Patch | [7 empty] | - | - | [7 empty] | 65.6' (20.0m) | Vendor Undefined |  |  |  |  | Bag |  | OFNR |  | 13931710 |  | - | [6 empty] | 2156 | https://www.unikeyic.com/media/pdf/HTMLDatasheet/atgbics/9c/f1/e770/cab-om3-st-st-20m-s/2025/11/cab-om3-st-st-20m-s.pdf | https://www.unikeyic.com/products/fiber-optic-cables-and-cable-assemblies/cab-om3-st-st-20m-s/22381254.html
CAB-OM3-ST-ST-2M-D | ATGBICS | 1: 15.9808 | TO ST/UPC 6.6' (2.0 m) | - | ST/UPC |  |  | 0.12" (3.0mm) | Fiber Patch | [7 empty] | - | - | [7 empty] | 6.6' (2.0m) | Vendor Undefined |  |  |  |  | Bag |  | OFNR |  |  |  | - | [6 empty] | 2662 | https://www.unikeyic.com/media/pdf/HTMLDatasheet/atgbics/59/f3/ff17/cab-om3-st-st-2m-d/2025/11/cab-om3-st-st-2m-d.pdf | https://www.unikeyic.com/products/fiber-optic-cables-and-cable-assemblies/cab-om3-st-st-2m-d/16407825.html
CAB-OM3-ST-ST-2M-S | ATGBICS | 1: 11.1491 | TO ST/UPC 6.6' (2.0 m) | - | ST/UPC |  |  | 0.12" (3.0mm) | Fiber Patch | [7 empty] | - | - | [7 empty] | 6.6' (2.0m) | Vendor Undefined |  |  |  |  | Bag |  | OFNR |  |  |  | - | [6 empty] | 2258 | https://www.unikeyic.com/media/pdf/HTMLDatasheet/atgbics/35/34/02e7/cab-om3-st-st-2m-s/2025/11/cab-om3-st-st-2m-s.pdf | https://www.unikeyic.com/products/fiber-optic-cables-and-cable-assemblies/cab-om3-st-st-2m-s/14759185.html
CAB-OM3-ST-ST-30M-S | ATGBICS | 1: 21.6795 | TO ST/UPC 98.4' (30.0m) | - | ST/UPC |  |  | 0.12" (3.0mm) | Fiber Patch | [7 empty] | - | - | [7 empty] | 98.4' (30.0m) | Vendor Undefined |  |  |  |  | Bag |  | OFNR |  |  |  | - | [6 empty] | 2246 | https://www.unikeyic.com/media/pdf/HTMLDatasheet/atgbics/8b/86/fcac/cab-om3-st-st-30m-s/2025/11/cab-om3-st-st-30m-s.pdf | https://www.unikeyic.com/products/fiber-optic-cables-and-cable-assemblies/cab-om3-st-st-30m-s/14937122.html
CAB-OM3-ST-ST-5M-S | ATGBICS | 1: 12.7596 | TO ST/UPC 16.4' (5.0m) | - | ST/UPC |  |  | 0.12" (3.0mm) | Fiber Patch | [7 empty] | - | - | [7 empty] | 16.4' (5.0m) | Vendor Undefined |  |  |  |  | Bag |  | OFNR |  | 13949822 |  | - | [6 empty] | 2977 | https://www.unikeyic.com/media/pdf/HTMLDatasheet/atgbics/d2/e2/667e/cab-om3-st-st-5m-s/2025/11/cab-om3-st-st-5m-s.pdf | https://www.unikeyic.com/products/fiber-optic-cables-and-cable-assemblies/cab-om3-st-st-5m-s/14694349.html
CAB-OM3-ST-ST-9M-D | ATGBICS | 1: 21.4311 | TO ST/UPC 29.5' (9.0 m) | - | ST/UPC |  |  | 0.12" (3.0mm) | Fiber Patch | [7 empty] | - | - | [7 empty] | 29.5' (9.0m) | Vendor Undefined |  |  |  |  | Bag |  | OFNR |  | 13931935 |  | - | [6 empty] | 2140 | https://www.unikeyic.com/media/pdf/HTMLDatasheet/atgbics/20/6f/f160/cab-om3-st-st-9m-d/2025/11/cab-om3-st-st-9m-d.pdf | https://www.unikeyic.com/products/fiber-optic-cables-and-cable-assemblies/cab-om3-st-st-9m-d/15374389.html
CAB-OM3-ST-ST-9M-S | ATGBICS | 1: 13.875 | TO ST/UPC 29.5' (9.0 m) | - | ST/UPC |  |  | 0.12" (3.0mm) | Fiber Patch | [7 empty] | - | - | [7 empty] | 29.5' (9.0m) | Vendor Undefined |  |  |  |  | Bag |  | OFNR |  | 13931807 |  | - | [6 empty] | 2417 | https://www.unikeyic.com/media/pdf/HTMLDatasheet/atgbics/60/60/f563/cab-om3-st-st-9m-s/2025/11/cab-om3-st-st-9m-s.pdf | https://www.unikeyic.com/products/fiber-optic-cables-and-cable-assemblies/cab-om3-st-st-9m-s/14550140.html
CAB-OM4-LC-FC-2M-S | ATGBICS | 1: 11.7 | TO FC/UPC 6.6' (2.0 m) | - | FC/UPC |  |  | 0.12" (3.0mm) | Fiber Patch | [7 empty] | - | - | [7 empty] | 6.6' (2.0m) | Vendor Undefined |  |  |  |  | Bag |  | OFNR |  | 13931367 |  | - | [6 empty] | 2815 | https://www.unikeyic.com/media/pdf/HTMLDatasheet/atgbics/2f/55/a6dd/cab-om4-lc-fc-2m-s/2025/11/cab-om4-lc-fc-2m-s.pdf | https://www.unikeyic.com/products/fiber-optic-cables-and-cable-assemblies/cab-om4-lc-fc-2m-s/19071080.html
CAB-OM4-LC-FC-3M-D | ATGBICS | 1: 17.2196 | TO FC/UPC 9.8' (3.0 m) | - | FC/UPC |  |  | 0.12" (3.0mm) | Fiber Patch | [7 empty] | - | - | [7 empty] | 9.8' (3.0m) | Vendor Undefined |  |  |  |  | Bag |  | OFNR |  | 13931007 |  | - | [6 empty] | 2318 | https://www.unikeyic.com/media/pdf/HTMLDatasheet/atgbics/53/d4/e54d/cab-om4-lc-fc-3m-d/2025/11/cab-om4-lc-fc-3m-d.pdf | https://www.unikeyic.com/products/fiber-optic-cables-and-cable-assemblies/cab-om4-lc-fc-3m-d/17180238.html
CAB-OM4-LC-FC-4M-S | ATGBICS | 1: 12.7596 | TO FC/UPC 13.1' (4.0 m) | - | FC/UPC |  |  | 0.12" (3.0mm) | Fiber Patch | [7 empty] | - | - | [7 empty] | 13.1' (4.0m) | Vendor Undefined |  |  |  |  | Bag |  | OFNR |  |  |  | - | [6 empty] | 2843 | https://www.unikeyic.com/media/pdf/HTMLDatasheet/atgbics/8d/23/e07d/cab-om4-lc-fc-4m-s/2025/11/cab-om4-lc-fc-4m-s.pdf | https://www.unikeyic.com/products/fiber-optic-cables-and-cable-assemblies/cab-om4-lc-fc-4m-s/15740270.html
CAB-OM4-LC-FC-50M-S | ATGBICS | 1: 35.8137 | TO FC/UPC 164.0' (50.0m) | - | FC/UPC |  |  | 0.12" (3.0mm) | Fiber Patch | [7 empty] | - | - | [7 empty] | 164.0' (50.0m) | Vendor Undefined |  |  |  |  | Bag |  | OFNR |  | 13948358 |  | - | [6 empty] | 2109 | https://www.unikeyic.com/media/pdf/HTMLDatasheet/atgbics/7b/a2/d6e0/cab-om4-lc-fc-50m-s/2025/11/cab-om4-lc-fc-50m-s.pdf | https://www.unikeyic.com/products/fiber-optic-cables-and-cable-assemblies/cab-om4-lc-fc-50m-s/14092886.html
CAB-OM4-LC-FC-5M-S | ATGBICS | 1: 13.65 | LC-FC OM4 Fiber Patch MM S 5m | - | FC/UPC |  |  | 0.12" (3.0mm) | Fiber Patch | [7 empty] | - | - | [7 empty] | 16.4' (5.0m) | Vendor Undefined |  |  |  |  | Bag |  | OFNR |  | 13942181 |  | - | [6 empty] | 2121 | https://www.unikeyic.com/media/pdf/HTMLDatasheet/atgbics/2d/22/80d2/cab-om4-lc-fc-5m-s/2025/11/cab-om4-lc-fc-5m-s.pdf | https://www.unikeyic.com/products/fiber-optic-cables-and-cable-assemblies/cab-om4-lc-fc-5m-s/20276365.html
CAB-OM4-LC-LC-20M-S | ATGBICS | 1: 24.44 | TO LC/UPC 65.6' (20.0m) | - | LC/UPC |  |  | 0.12" (3.0mm) | Fiber Patch | [7 empty] | - | - | [7 empty] | 65.6' (20.0m) | Vendor Undefined |  |  |  |  | Bag |  | OFNR |  |  |  | - | [6 empty] | 2482 | https://www.unikeyic.com/media/pdf/HTMLDatasheet/atgbics/48/00/f48b/cab-om4-lc-lc-20m-s/2025/11/cab-om4-lc-lc-20m-s.pdf | https://www.unikeyic.com/products/fiber-optic-cables-and-cable-assemblies/cab-om4-lc-lc-20m-s/19856734.html
CAB-OM4-LC-LC-25M-D | ATGBICS | 1: 38.0783 | TO LC/UPC 82.0' (25.0m) | - | LC/UPC |  |  | 0.12" (3.0mm) | Fiber Patch | [7 empty] | - | - | [7 empty] | 82.0' (25.0m) | Vendor Undefined |  |  |  |  | Bag |  | OFNR |  |  |  | - | [6 empty] | 2523 | https://www.unikeyic.com/media/pdf/HTMLDatasheet/atgbics/29/34/aa78/cab-om4-lc-lc-25m-d/2025/11/cab-om4-lc-lc-25m-d.pdf | https://www.unikeyic.com/products/fiber-optic-cables-and-cable-assemblies/cab-om4-lc-lc-25m-d/20156688.html
CAB-OM4-LC-LC-50M-S | ATGBICS | 1: 37.584 | TO LC/UPC 164.0' (50.0m) | - | LC/UPC |  |  | 0.12" (3.0mm) | Fiber Patch | [7 empty] | - | - | [7 empty] | 164.0' (50.0m) | Vendor Undefined |  |  |  |  | Bag |  | OFNR |  |  |  | - | [6 empty] | 2206 | https://www.unikeyic.com/media/pdf/HTMLDatasheet/atgbics/c1/78/46a8/cab-om4-lc-lc-50m-s/2025/11/cab-om4-lc-lc-50m-s.pdf | https://www.unikeyic.com/products/fiber-optic-cables-and-cable-assemblies/cab-om4-lc-lc-50m-s/21316146.html
CAB-OM4-LC-LC-5M-S | ATGBICS | 1: 13.65 | TO LC/UPC 16.4' (5.0m) | - | LC/UPC |  |  | 0.12" (3.0mm) | Fiber Patch | [7 empty] | - | - | [7 empty] | 16.4' (5.0m) | Vendor Undefined |  |  |  |  | Bag |  | OFNR |  | 13940607 |  | - | [6 empty] | 2737 | https://www.unikeyic.com/media/pdf/HTMLDatasheet/atgbics/2b/f4/9371/cab-om4-lc-lc-5m-s/2025/11/cab-om4-lc-lc-5m-s.pdf | https://www.unikeyic.com/products/fiber-optic-cables-and-cable-assemblies/cab-om4-lc-lc-5m-s/14366215.html
CAB-OM4-LC-LC-8M-D | ATGBICS | 1: 23.2885 | TO LC/UPC 26.2' (8.0 m) | - | LC/UPC |  |  | 0.12" (3.0mm) | Fiber Patch | [7 empty] | - | - | [7 empty] | 26.2' (8.0m) | Vendor Undefined |  |  |  |  | Bag |  | OFNR |  | 13945326 |  | - | [6 empty] | 2853 | https://www.unikeyic.com/media/pdf/HTMLDatasheet/atgbics/29/5b/f5d4/cab-om4-lc-lc-8m-d/2025/11/cab-om4-lc-lc-8m-d.pdf | https://www.unikeyic.com/products/fiber-optic-cables-and-cable-assemblies/cab-om4-lc-lc-8m-d/17152028.html
CAB-OM4-LC-SC-1M-D | ATGBICS | 1: 13.875 | LC-SC OM4 Fiber Patch MM D 1m | - | SC/UPC |  |  | 0.12" (3.0mm) | Fiber Patch | [7 empty] | - | - | [7 empty] | 3.3' (1.0m) | Vendor Undefined |  |  |  |  | Bag |  | OFNR |  | 13931327 |  | - | [6 empty] | 2066 | https://www.unikeyic.com/media/datasheet/31/9e/db8d/319edb8dddac6d37b397a76bae098a2d.pdf | https://www.unikeyic.com/products/fiber-optic-cables-and-cable-assemblies/cab-om4-lc-sc-1m-d/19915378.html
CAB-OM4-LC-SC-2M-D | ATGBICS | 1: 15.4856 | TO SC/UPC 6.6' (2.0 m) | - | SC/UPC |  |  | 0.12" (3.0mm) | Fiber Patch | [7 empty] | - | - | [7 empty] | 6.6' (2.0m) | Vendor Undefined |  |  |  |  | Bag |  | OFNR |  | 13948159 |  | - | [6 empty] | 2540 | https://www.unikeyic.com/media/pdf/HTMLDatasheet/atgbics/7d/77/ec98/cab-om4-lc-sc-2m-d/2025/11/cab-om4-lc-sc-2m-d.pdf | https://www.unikeyic.com/products/fiber-optic-cables-and-cable-assemblies/cab-om4-lc-sc-2m-d/19132754.html
CAB-OM4-LC-SC-2M-S | ATGBICS | 1: 11.1491 | TO SC/UPC 6.6' (2.0 m) | - | SC/UPC |  |  | 0.12" (3.0mm) | Fiber Patch | [7 empty] | - | - | [7 empty] | 6.6' (2.0m) | Vendor Undefined |  |  |  |  | Bag |  | OFNR |  | 13937654 |  | - | [6 empty] | 2454 | https://www.unikeyic.com/media/pdf/HTMLDatasheet/atgbics/c1/5c/0c80/cab-om4-lc-sc-2m-s/2025/11/cab-om4-lc-sc-2m-s.pdf | https://www.unikeyic.com/products/fiber-optic-cables-and-cable-assemblies/cab-om4-lc-sc-2m-s/16537242.html
CAB-OM4-LC-SC-3M-D | ATGBICS | 1: 17.68 | TO SC/UPC 9.8' (3.0 m) | - | SC/UPC |  |  | 0.12" (3.0mm) | Fiber Patch | [7 empty] | - | - | [7 empty] | 9.8' (3.0m) | Vendor Undefined |  |  |  |  | Bag |  | OFNR |  | 13936196 |  | - | [6 empty] | 2506 | https://www.unikeyic.com/media/pdf/HTMLDatasheet/atgbics/42/57/3203/cab-om4-lc-sc-3m-d/2025/11/cab-om4-lc-sc-3m-d.pdf | https://www.unikeyic.com/products/fiber-optic-cables-and-cable-assemblies/cab-om4-lc-sc-3m-d/22719246.html
CAB-OM4-LC-SC-3M-S | ATGBICS | 1: 12.48 | TO SC/UPC 9.8' (3.0 m) | - | SC/UPC |  |  | 0.12" (3.0mm) | Fiber Patch | [7 empty] | - | - | [7 empty] | 9.8' (3.0m) | Vendor Undefined |  |  |  |  | Bag |  | OFNR |  |  |  | - | [6 empty] | 2566 | https://www.unikeyic.com/media/pdf/HTMLDatasheet/atgbics/4e/96/4cd1/cab-om4-lc-sc-3m-s/2025/11/cab-om4-lc-sc-3m-s.pdf | https://www.unikeyic.com/products/fiber-optic-cables-and-cable-assemblies/cab-om4-lc-sc-3m-s/19810625.html
CAB-OM4-LC-SC-9M-D | ATGBICS | 1: 24.6523 | TO SC/UPC 29.5' (9.0 m) | - | SC/UPC |  |  | 0.12" (3.0mm) | Fiber Patch | [7 empty] | - | - | [7 empty] | 29.5' (9.0m) | Vendor Undefined |  |  |  |  | Bag |  | OFNR |  |  |  | - | [6 empty] | 2637 | https://www.unikeyic.com/media/pdf/HTMLDatasheet/atgbics/0f/4a/4b67/cab-om4-lc-sc-9m-d/2025/11/cab-om4-lc-sc-9m-d.pdf | https://www.unikeyic.com/products/fiber-optic-cables-and-cable-assemblies/cab-om4-lc-sc-9m-d/18501146.html
CAB-OM4-LC-SC-9M-S | ATGBICS | 1: 15.9808 | TO SC/UPC 29.5' (9.0 m) | - | SC/UPC |  |  | 0.12" (3.0mm) | Fiber Patch | [7 empty] | - | - | [7 empty] | 29.5' (9.0m) | Vendor Undefined |  |  |  |  | Bag |  | OFNR |  | 13942234 |  | - | [6 empty] | 2719 | https://www.unikeyic.com/media/pdf/HTMLDatasheet/atgbics/bd/30/d939/cab-om4-lc-sc-9m-s/2025/11/cab-om4-lc-sc-9m-s.pdf | https://www.unikeyic.com/products/fiber-optic-cables-and-cable-assemblies/cab-om4-lc-sc-9m-s/15799128.html
CAB-OM4-LC-ST-1M-D | ATGBICS | 1: 14.742 | LC-ST OM4 Fiber Patch MM D 1m | - | ST/UPC |  |  | 0.12" (3.0mm) | Fiber Patch | [7 empty] | - | - | [7 empty] | 3.3' (1.0m) | Vendor Undefined |  |  |  |  | Bag |  | OFNR |  | 13938023 |  | - | [6 empty] | 2279 | https://www.unikeyic.com/media/pdf/HTMLDatasheet/atgbics/b8/79/1f1c/cab-om4-lc-st-1m-d/2025/11/cab-om4-lc-st-1m-d.pdf | https://www.unikeyic.com/products/fiber-optic-cables-and-cable-assemblies/cab-om4-lc-st-1m-d/14539697.html
CAB-OM4-LC-ST-6M-D | ATGBICS | 1: 21.4311 | TO ST/UPC 19.7' (6.0 m) | - | ST/UPC |  |  | 0.12" (3.0mm) | Fiber Patch | [7 empty] | - | - | [7 empty] | 19.7' (6.0m) | Vendor Undefined |  |  |  |  | Bag |  | OFNR |  | 13951111 |  | - | [6 empty] | 2007 | https://www.unikeyic.com/media/pdf/HTMLDatasheet/atgbics/73/d0/15a1/cab-om4-lc-st-6m-d/2025/11/cab-om4-lc-st-6m-d.pdf | https://www.unikeyic.com/products/fiber-optic-cables-and-cable-assemblies/cab-om4-lc-st-6m-d/19580726.html
CAB-OM4-LC-ST-9M-D | ATGBICS | 1: 26.78 | TO ST/UPC 29.5' (9.0 m) | - | ST/UPC |  |  | 0.12" (3.0mm) | Fiber Patch | [7 empty] | - | - | [7 empty] | 29.5' (9.0m) | Vendor Undefined |  |  |  |  | Bag |  | OFNR |  |  |  | - | [6 empty] | 2493 | https://www.unikeyic.com/media/pdf/HTMLDatasheet/atgbics/1d/37/28e8/cab-om4-lc-st-9m-d/2025/11/cab-om4-lc-st-9m-d.pdf | https://www.unikeyic.com/products/fiber-optic-cables-and-cable-assemblies/cab-om4-lc-st-9m-d/16052345.html
CAB-OM4-SC-SC-10M-S | ATGBICS | 1: 17.16 | TO SC/UPC 32.8' (10.0m) | - | SC/UPC |  |  | 0.12" (3.0mm) | Fiber Patch | [7 empty] | - | - | [7 empty] | 32.8' (10.0m) | Vendor Undefined |  |  |  |  | Bag |  | OFNR |  | 13930821 |  | - | [6 empty] | 2277 | https://www.unikeyic.com/media/pdf/HTMLDatasheet/atgbics/e3/a8/a26b/cab-om4-sc-sc-10m-s/2025/11/cab-om4-sc-sc-10m-s.pdf | https://www.unikeyic.com/products/fiber-optic-cables-and-cable-assemblies/cab-om4-sc-sc-10m-s/16076232.html
CAB-OM4-SC-SC-1M-D | ATGBICS | 1: 13.875 | SC-SC OM4 Fiber Patch MM D 1m | - | SC/UPC |  |  | 0.12" (3.0mm) | Fiber Patch | [7 empty] | - | - | [7 empty] | 3.3' (1.0m) | Vendor Undefined |  |  |  |  | Bag |  | OFNR |  |  |  | - | [6 empty] | 2796 | https://www.unikeyic.com/media/about_us/Unikey_ISO_9001_Certification.pdf | https://www.unikeyic.com/products/fiber-optic-cables-and-cable-assemblies/cab-om4-sc-sc-1m-d/20300809.html
CAB-OM4-SC-SC-20M-S | ATGBICS | 1: 24.44 | TO SC/UPC 65.6' (20.0m) | - | SC/UPC |  |  | 0.12" (3.0mm) | Fiber Patch | [7 empty] | - | - | [7 empty] | 65.6' (20.0m) | Vendor Undefined |  |  |  |  | Bag |  | OFNR |  |  |  | - | [6 empty] | 2670 | https://www.unikeyic.com/media/pdf/HTMLDatasheet/atgbics/14/69/5a91/cab-om4-sc-sc-20m-s/2025/11/cab-om4-sc-sc-20m-s.pdf | https://www.unikeyic.com/products/fiber-optic-cables-and-cable-assemblies/cab-om4-sc-sc-20m-s/17960530.html
CAB-OM4-SC-SC-25M-D | ATGBICS | 1: 38.0783 | TO SC/UPC 82.0' (25.0m) | - | SC/UPC |  |  | 0.12" (3.0mm) | Fiber Patch | [7 empty] | - | - | [7 empty] | 82.0' (25.0m) | Vendor Undefined |  |  |  |  | Bag |  | OFNR |  | 13931314 |  | - | [6 empty] | 2791 | https://www.unikeyic.com/media/pdf/HTMLDatasheet/atgbics/66/6e/475e/cab-om4-sc-sc-25m-d/2025/11/cab-om4-sc-sc-25m-d.pdf | https://www.unikeyic.com/products/fiber-optic-cables-and-cable-assemblies/cab-om4-sc-sc-25m-d/14279815.html
CAB-OM4-SC-SC-2M-S | ATGBICS | 1: 11.7 | SC-SC OM4 Fiber Patch MM S 2m | - | SC/UPC |  |  | 0.12" (3.0mm) | Fiber Patch | [7 empty] | - | - | [7 empty] | 6.6' (2.0m) | Vendor Undefined |  |  |  |  | Bag |  | OFNR |  | 13960595 |  | - | [6 empty] | 2970 | https://www.unikeyic.com/media/pdf/HTMLDatasheet/atgbics/66/68/1743/cab-om4-sc-sc-2m-s/2025/11/cab-om4-sc-sc-2m-s.pdf | https://www.unikeyic.com/products/fiber-optic-cables-and-cable-assemblies/cab-om4-sc-sc-2m-s/24670479.html
CAB-OM4-SC-SC-3M-D | ATGBICS | 1: 17.68 | SC-SC OM4 Fiber Patch MM D 3m | - | SC/UPC |  |  | 0.12" (3.0mm) | Fiber Patch | [7 empty] | - | - | [7 empty] | 9.8' (3.0m) | Vendor Undefined |  |  |  |  | Bag |  | OFNR |  | 13949700 |  | - | [6 empty] | 2383 | https://www.unikeyic.com/media/pdf/HTMLDatasheet/atgbics/02/ba/4e1b/cab-om4-sc-sc-3m-d/2025/11/cab-om4-sc-sc-3m-d.pdf | https://www.unikeyic.com/products/fiber-optic-cables-and-cable-assemblies/cab-om4-sc-sc-3m-d/22629188.html
CAB-OM4-SC-SC-3M-S | ATGBICS | 1: 11.8926 | TO SC/UPC 9.8' (3.0 m) | - | SC/UPC |  |  | 0.12" (3.0mm) | Fiber Patch | [7 empty] | - | - | [7 empty] | 9.8' (3.0m) | Vendor Undefined |  |  |  |  | Bag |  | OFNR |  |  |  | - | [6 empty] | 2707 | https://www.unikeyic.com/media/pdf/HTMLDatasheet/atgbics/42/78/c65a/cab-om4-sc-sc-3m-s/2025/11/cab-om4-sc-sc-3m-s.pdf | https://www.unikeyic.com/products/fiber-optic-cables-and-cable-assemblies/cab-om4-sc-sc-3m-s/22172400.html
CAB-OM4-SC-SC-4M-S | ATGBICS | 1: 12.7596 | TO SC/UPC 13.1' (4.0 m) | - | SC/UPC |  |  | 0.12" (3.0mm) | Fiber Patch | [7 empty] | - | - | [7 empty] | 13.1' (4.0m) | Vendor Undefined |  |  |  |  | Bag |  | OFNR |  |  |  | - | [6 empty] | 2644 | https://www.unikeyic.com/media/pdf/HTMLDatasheet/atgbics/74/83/7e16/cab-om4-sc-sc-4m-s/2025/11/cab-om4-sc-sc-4m-s.pdf | https://www.unikeyic.com/products/fiber-optic-cables-and-cable-assemblies/cab-om4-sc-sc-4m-s/21979648.html
CAB-OM4-SC-SC-50M-S | ATGBICS | 1: 37.584 | SC-SC OM4 Fiber Patch MM S 50m | - | SC/UPC |  |  | 0.12" (3.0mm) | Fiber Patch | [7 empty] | - | - | [7 empty] | 164.0' (50.0m) | Vendor Undefined |  |  |  |  | Bag |  | OFNR |  | 13938357 |  | - | [6 empty] | 2621 | https://www.unikeyic.com/media/pdf/HTMLDatasheet/atgbics/d8/e3/d75b/cab-om4-sc-sc-50m-s/2025/11/cab-om4-sc-sc-50m-s.pdf | https://www.unikeyic.com/products/fiber-optic-cables-and-cable-assemblies/cab-om4-sc-sc-50m-s/17191151.html
CAB-OM4-SC-SC-5M-S | ATGBICS | 1: 13.008 | TO SC/UPC 16.4' (5.0m) | - | SC/UPC |  |  | 0.12" (3.0mm) | Fiber Patch | [7 empty] | - | - | [7 empty] | 16.4' (5.0m) | Vendor Undefined |  |  |  |  | Bag |  | OFNR |  |  |  | - | [6 empty] | 2385 | https://www.unikeyic.com/media/pdf/HTMLDatasheet/atgbics/22/7c/c059/cab-om4-sc-sc-5m-s/2025/11/cab-om4-sc-sc-5m-s.pdf | https://www.unikeyic.com/products/fiber-optic-cables-and-cable-assemblies/cab-om4-sc-sc-5m-s/23484815.html
CAB-OM4-SC-SC-8M-D | ATGBICS | 1: 24.44 | TO SC/UPC 26.2' (8.0 m) | - | SC/UPC |  |  | 0.12" (3.0mm) | Fiber Patch | [7 empty] | - | - | [7 empty] | 26.2' (8.0m) | Vendor Undefined |  |  |  |  | Bag |  | OFNR |  |  |  | - | [6 empty] | 2967 | https://www.unikeyic.com/media/pdf/HTMLDatasheet/atgbics/db/39/ff44/cab-om4-sc-sc-8m-d/2025/11/cab-om4-sc-sc-8m-d.pdf | https://www.unikeyic.com/products/fiber-optic-cables-and-cable-assemblies/cab-om4-sc-sc-8m-d/18860141.html
CAB-OM4-SC-SC-8M-S | ATGBICS | 1: 14.742 | TO SC/UPC 26.2' (8.0 m) | - | SC/UPC |  |  | 0.12" (3.0mm) | Fiber Patch | [7 empty] | - | - | [7 empty] | 26.2' (8.0m) | Vendor Undefined |  |  |  |  | Bag |  | OFNR |  | 13948270 |  | - | [6 empty] | 2816 | https://www.unikeyic.com/media/pdf/HTMLDatasheet/atgbics/1b/3c/b3e9/cab-om4-sc-sc-8m-s/2025/11/cab-om4-sc-sc-8m-s.pdf | https://www.unikeyic.com/products/fiber-optic-cables-and-cable-assemblies/cab-om4-sc-sc-8m-s/14466557.html
CAB-OM4-SC-SC-9M-D | ATGBICS | 1: 24.6523 | TO SC/UPC 29.5' (9.0 m) | - | SC/UPC |  |  | 0.12" (3.0mm) | Fiber Patch | [7 empty] | - | - | [7 empty] | 29.5' (9.0m) | Vendor Undefined |  |  |  |  | Bag |  | OFNR |  |  |  | - | [6 empty] | 2156 | https://www.unikeyic.com/media/pdf/HTMLDatasheet/atgbics/75/8d/5e0a/cab-om4-sc-sc-9m-d/2025/11/cab-om4-sc-sc-9m-d.pdf | https://www.unikeyic.com/products/fiber-optic-cables-and-cable-assemblies/cab-om4-sc-sc-9m-d/19451751.html
CAB-OM4-SC-SC-9M-S | ATGBICS | 1: 15.9808 | SC-SC OM4 Fiber Patch MM S 9m | - | SC/UPC |  |  | 0.12" (3.0mm) | Fiber Patch | [7 empty] | - | - | [7 empty] | 29.5' (9.0m) | Vendor Undefined |  |  |  |  | Bag |  | OFNR |  |  |  | - | [6 empty] | 2765 | https://www.unikeyic.com/media/pdf/HTMLDatasheet/atgbics/99/07/b2fa/cab-om4-sc-sc-9m-s/2025/11/cab-om4-sc-sc-9m-s.pdf | https://www.unikeyic.com/products/fiber-optic-cables-and-cable-assemblies/cab-om4-sc-sc-9m-s/17987809.html
CAB-OM4-SC-ST-1M-D | ATGBICS | 1: 14.742 | SC-ST OM4 Fiber Patch MM D 1m | - | ST/UPC |  |  | 0.12" (3.0mm) | Fiber Patch | [7 empty] | - | - | [7 empty] | 3.3' (1.0m) | Vendor Undefined |  |  |  |  | Bag |  | OFNR |  |  |  | - | [6 empty] | 2147 | https://www.unikeyic.com/media/pdf/HTMLDatasheet/atgbics/ad/46/3d3d/cab-om4-sc-st-1m-d/2025/11/cab-om4-sc-st-1m-d.pdf | https://www.unikeyic.com/products/fiber-optic-cables-and-cable-assemblies/cab-om4-sc-st-1m-d/18828178.html
CAB-OM4-SC-ST-2M-D | ATGBICS | 1: 16.3526 | TO ST/UPC 6.6' (2.0 m) | - | ST/UPC |  |  | 0.12" (3.0mm) | Fiber Patch | [7 empty] | - | - | [7 empty] | 6.6' (2.0m) | Vendor Undefined |  |  |  |  | Bag |  | OFNR |  |  |  | - | [6 empty] | 2939 | https://www.unikeyic.com/media/pdf/HTMLDatasheet/atgbics/70/65/badb/cab-om4-sc-st-2m-d/2025/11/cab-om4-sc-st-2m-d.pdf | https://www.unikeyic.com/products/fiber-optic-cables-and-cable-assemblies/cab-om4-sc-st-2m-d/15153809.html
CAB-OM4-SC-ST-40M-S | ATGBICS | 1: 30.2566 | SC-ST OM4 Fiber Patch MM S 40m | - | ST/UPC |  |  | 0.12" (3.0mm) | Fiber Patch | [7 empty] | - | - | [7 empty] | 131.2' (40.0m) | Vendor Undefined |  |  |  |  | Bag |  | OFNR |  | 13960776 |  | - | [6 empty] | 2364 | https://www.unikeyic.com/media/pdf/HTMLDatasheet/atgbics/1d/7d/07e0/cab-om4-sc-st-40m-s/2025/11/cab-om4-sc-st-40m-s.pdf | https://www.unikeyic.com/products/fiber-optic-cables-and-cable-assemblies/cab-om4-sc-st-40m-s/20506529.html
CAB-OM4-SC-ST-4M-S | ATGBICS | 1: 12.7596 | TO ST/UPC 13.1' (4.0 m) | - | ST/UPC |  |  | 0.12" (3.0mm) | Fiber Patch | [7 empty] | - | - | [7 empty] | 13.1' (4.0m) | Vendor Undefined |  |  |  |  | Bag |  | OFNR |  | 13953440 |  | - | [6 empty] | 2648 | https://www.unikeyic.com/media/pdf/HTMLDatasheet/atgbics/72/8e/9e97/cab-om4-sc-st-4m-s/2025/11/cab-om4-sc-st-4m-s.pdf | https://www.unikeyic.com/products/fiber-optic-cables-and-cable-assemblies/cab-om4-sc-st-4m-s/15834267.html
CAB-OM4-SC-ST-6M-D | ATGBICS | 1: 21.4311 | TO ST/UPC 19.7' (6.0 m) | - | ST/UPC |  |  | 0.12" (3.0mm) | Fiber Patch | [7 empty] | - | - | [7 empty] | 19.7' (6.0m) | Vendor Undefined |  |  |  |  | Bag |  | OFNR |  |  |  | - | [6 empty] | 2907 | https://www.unikeyic.com/media/pdf/HTMLDatasheet/atgbics/49/99/be23/cab-om4-sc-st-6m-d/2025/11/cab-om4-sc-st-6m-d.pdf | https://www.unikeyic.com/products/fiber-optic-cables-and-cable-assemblies/cab-om4-sc-st-6m-d/16844083.html
CAB-OM4-SC-ST-6M-S | ATGBICS | 1: 13.875 | TO ST/UPC 19.7' (6.0 m) | - | ST/UPC |  |  | 0.12" (3.0mm) | Fiber Patch | [7 empty] | - | - | [7 empty] | 19.7' (6.0m) | Vendor Undefined |  |  |  |  | Bag |  | OFNR |  | 13950327 |  | - | [6 empty] | 2303 | https://www.unikeyic.com/media/pdf/HTMLDatasheet/atgbics/75/55/5c34/cab-om4-sc-st-6m-s/2025/11/cab-om4-sc-st-6m-s.pdf | https://www.unikeyic.com/products/fiber-optic-cables-and-cable-assemblies/cab-om4-sc-st-6m-s/14154379.html
CAB-OM4-SC-ST-7M-S | ATGBICS | 1: 14.742 | TO ST/UPC 23.0' (7.0 m) | - | ST/UPC |  |  | 0.12" (3.0mm) | Fiber Patch | [7 empty] | - | - | [7 empty] | 23.0' (7.0m) | Vendor Undefined |  |  |  |  | Bag |  | OFNR |  |  |  | - | [6 empty] | 2680 | https://www.unikeyic.com/media/pdf/HTMLDatasheet/atgbics/9e/9e/c7a1/cab-om4-sc-st-7m-s/2025/11/cab-om4-sc-st-7m-s.pdf | https://www.unikeyic.com/products/fiber-optic-cables-and-cable-assemblies/cab-om4-sc-st-7m-s/20534076.html
CAB-OM4-ST-ST-1M-D | ATGBICS | 1: 15.9808 | TO ST/UPC 3.3' (1.0m) | - | ST/UPC |  |  | 0.12" (3.0mm) | Fiber Patch | [7 empty] | - | - | [7 empty] | 3.3' (1.0m) | Vendor Undefined |  |  |  |  | Bag |  | OFNR |  | 13930992 |  | - | [6 empty] | 2898 | https://www.unikeyic.com/media/datasheet/5e/a8/4ff4/5ea84ff415473048c1c3f8d33fbf8408.pdf | https://www.unikeyic.com/products/fiber-optic-cables-and-cable-assemblies/cab-om4-st-st-1m-d/16878042.html
CAB-OM4-ST-ST-1M-S | ATGBICS | 1: 11.1491 | ST-ST OM4 Fiber Patch MM S 1m | - | ST/UPC |  |  | 0.12" (3.0mm) | Fiber Patch | [7 empty] | - | - | [7 empty] | 3.3' (1.0m) | Vendor Undefined |  |  |  |  | Bag |  | OFNR |  |  |  | - | [6 empty] | 2013 | https://www.unikeyic.com/media/datasheet/6a/a2/6e47/6aa26e475f11acb4ee50a4b77823506c.pdf | https://www.unikeyic.com/products/fiber-optic-cables-and-cable-assemblies/cab-om4-st-st-1m-s/22130199.html
CAB-OM4-ST-ST-2M-D | ATGBICS | 1: 17.2196 | TO ST/UPC 6.6' (2.0 m) | - | ST/UPC |  |  | 0.12" (3.0mm) | Fiber Patch | [7 empty] | - | - | [7 empty] | 6.6' (2.0m) | Vendor Undefined |  |  |  |  | Bag |  | OFNR |  | 13931383 |  | - | [6 empty] | 2226 | https://www.unikeyic.com/media/datasheet/da/b7/61ac/dab761acf8517f1fdd9adf0db9612edb.pdf | https://www.unikeyic.com/products/fiber-optic-cables-and-cable-assemblies/cab-om4-st-st-2m-d/17604041.html
CAB-OM4-ST-ST-40M-S | ATGBICS | 1: 30.7718 | ST-ST OM4 Fiber Patch MM S 40m | - | ST/UPC |  |  | 0.12" (3.0mm) | Fiber Patch | [7 empty] | - | - | [7 empty] | 131.2' (40.0m) | Vendor Undefined |  |  |  |  | Bag |  | OFNR |  | 13931372 |  | - | [6 empty] | 2471 | https://www.unikeyic.com/media/pdf/HTMLDatasheet/atgbics/7d/7e/9a6e/cab-om4-st-st-40m-s/2025/11/cab-om4-st-st-40m-s.pdf | https://www.unikeyic.com/products/fiber-optic-cables-and-cable-assemblies/cab-om4-st-st-40m-s/17499028.html
CAB-OM4-ST-ST-4M-S | ATGBICS | 1: 13.6266 | ST-ST OM4 Fiber Patch MM S 4m | - | ST/UPC |  |  | 0.12" (3.0mm) | Fiber Patch | [7 empty] | - | - | [7 empty] | 13.1' (4.0m) | Vendor Undefined |  |  |  |  | Bag |  | OFNR |  |  |  | - | [6 empty] | 2517 | https://www.unikeyic.com/media/pdf/HTMLDatasheet/atgbics/24/b8/cb9c/cab-om4-st-st-4m-s/2025/11/cab-om4-st-st-4m-s.pdf | https://www.unikeyic.com/products/fiber-optic-cables-and-cable-assemblies/cab-om4-st-st-4m-s/17180254.html
CAB-OM4-ST-ST-5M-D | ATGBICS | 1: 21.4311 | TO ST/UPC 16.4' (5.0m) | - | ST/UPC |  |  | 0.12" (3.0mm) | Fiber Patch | [7 empty] | - | - | [7 empty] | 16.4' (5.0m) | Vendor Undefined |  |  |  |  | Bag |  | OFNR |  |  |  | - | [6 empty] | 2379 | https://www.unikeyic.com/media/pdf/HTMLDatasheet/atgbics/71/1c/033b/cab-om4-st-st-5m-d/2025/11/cab-om4-st-st-5m-d.pdf | https://www.unikeyic.com/products/fiber-optic-cables-and-cable-assemblies/cab-om4-st-st-5m-d/16219632.html
CAB-OM4-ST-ST-7M-D | ATGBICS | 1: 23.7853 | TO ST/UPC 23.0' (7.0 m) | - | ST/UPC |  |  | 0.12" (3.0mm) | Fiber Patch | [7 empty] | - | - | [7 empty] | 23.0' (7.0m) | Vendor Undefined |  |  |  |  | Bag |  | OFNR |  |  |  | - | [6 empty] | 2884 | https://www.unikeyic.com/media/about_us/Unikey_ISO_9001_Certification.pdf | https://www.unikeyic.com/products/fiber-optic-cables-and-cable-assemblies/cab-om4-st-st-7m-d/16130990.html
CAB-OM4-ST-ST-7M-S | ATGBICS | 1: 15.4856 | TO ST/UPC 23.0' (7.0 m) | - | ST/UPC |  |  | 0.12" (3.0mm) | Fiber Patch | [7 empty] | - | - | [7 empty] | 23.0' (7.0m) | Vendor Undefined |  |  |  |  | Bag |  | OFNR |  | 13948432 |  | - | [6 empty] | 2751 | https://www.unikeyic.com/media/pdf/HTMLDatasheet/atgbics/91/23/38c3/cab-om4-st-st-7m-s/2025/11/cab-om4-st-st-7m-s.pdf | https://www.unikeyic.com/products/fiber-optic-cables-and-cable-assemblies/cab-om4-st-st-7m-s/14377794.html
CAB-OM4-ST-ST-8M-D | ATGBICS | 1: 25.0241 | TO ST/UPC 26.2' (8.0 m) | - | ST/UPC |  |  | 0.12" (3.0mm) | Fiber Patch | [7 empty] | - | - | [7 empty] | 26.2' (8.0m) | Vendor Undefined |  |  |  |  | Bag |  | OFNR |  | 13944953 |  | - | [6 empty] | 2876 | https://www.unikeyic.com/media/pdf/HTMLDatasheet/atgbics/2d/43/f3fe/cab-om4-st-st-8m-d/2025/11/cab-om4-st-st-8m-d.pdf | https://www.unikeyic.com/products/fiber-optic-cables-and-cable-assemblies/cab-om4-st-st-8m-d/22234953.html
CAB-OM4-ST-ST-9M-D | ATGBICS | 1: 26.6347 | TO ST/UPC 29.5' (9.0 m) | - | ST/UPC |  |  | 0.12" (3.0mm) | Fiber Patch | [7 empty] | - | - | [7 empty] | 29.5' (9.0m) | Vendor Undefined |  |  |  |  | Bag |  | OFNR |  | 13935762 |  | - | [6 empty] | 2962 | https://www.unikeyic.com/media/pdf/HTMLDatasheet/atgbics/30/79/bc8c/cab-om4-st-st-9m-d/2025/11/cab-om4-st-st-9m-d.pdf | https://www.unikeyic.com/products/fiber-optic-cables-and-cable-assemblies/cab-om4-st-st-9m-d/13967251.html
CAB-OM4-ST-ST-9M-S | ATGBICS | 1: 17.68 | TO ST/UPC 29.5' (9.0 m) | - | ST/UPC |  |  | 0.12" (3.0mm) | Fiber Patch | [7 empty] | - | - | [7 empty] | 29.5' (9.0m) | Vendor Undefined |  |  |  |  | Bag |  | OFNR |  |  |  | - | [6 empty] | 2784 | https://www.unikeyic.com/media/about_us/Unikey_ISO_9001_Certification.pdf | https://www.unikeyic.com/products/fiber-optic-cables-and-cable-assemblies/cab-om4-st-st-9m-s/20895923.html
CAB-OS2-LC-FC-10M-D | ATGBICS | 1: 16.3526 | LC-FC OS2 Fiber Patch SM D 10m | - | FC/UPC |  |  | 0.12" (3.0mm) | Fiber Patch | [7 empty] | - | - | [7 empty] | 32.8' (10.0m) | Vendor Undefined |  |  |  |  | Bag |  | OFNR |  |  |  | - | [6 empty] | 2074 | https://www.unikeyic.com/media/pdf/HTMLDatasheet/atgbics/7c/2e/e0b2/cab-os2-lc-fc-10m-d/2025/11/cab-os2-lc-fc-10m-d.pdf | https://www.unikeyic.com/products/fiber-optic-cables-and-cable-assemblies/cab-os2-lc-fc-10m-d/21411152.html
CAB-OS2-LC-FC-10M-S | ATGBICS | 1: 11.8926 | TO FC/UPC 32.8' (10.0m) | - | FC/UPC |  |  | 0.12" (3.0mm) | Fiber Patch | [7 empty] | - | - | [7 empty] | 32.8' (10.0m) | Vendor Undefined |  |  |  |  | Bag |  | OFNR |  | 13931685 |  | - | [6 empty] | 2799 | https://www.unikeyic.com/media/about_us/Unikey_ISO_9001_Certification.pdf | https://www.unikeyic.com/products/fiber-optic-cables-and-cable-assemblies/cab-os2-lc-fc-10m-s/22254570.html
CAB-OS2-LC-FC-1M-D | ATGBICS | 1: 13.875 | TO FC/UPC 3.3' (1.0m) | - | FC/UPC |  |  | 0.12" (3.0mm) | Fiber Patch | [7 empty] | - | - | [7 empty] | 3.3' (1.0m) | Vendor Undefined |  |  |  |  | Bag |  | OFNR |  |  |  | - | [6 empty] | 2526 | https://www.unikeyic.com/media/about_us/Unikey_ISO_9001_Certification.pdf | https://www.unikeyic.com/products/fiber-optic-cables-and-cable-assemblies/cab-os2-lc-fc-1m-d/31053904.html
CAB-OS2-LC-FC-2M-S | ATGBICS | 1: 10.7773 | TO FC/UPC 6.6' (2.0 m) | - | FC/UPC |  |  | 0.12" (3.0mm) | Fiber Patch | [7 empty] | - | - | [7 empty] | 6.6' (2.0m) | Vendor Undefined |  |  |  |  | Bag |  | OFNR |  |  |  | - | [6 empty] | 2869 | https://www.unikeyic.com/media/about_us/Unikey_ISO_9001_Certification.pdf | https://www.unikeyic.com/products/fiber-optic-cables-and-cable-assemblies/cab-os2-lc-fc-2m-s/20270886.html
CAB-OS2-LC-FC-3M-S | ATGBICS | 1: 10.7773 | TO FC/UPC 9.8' (3.0 m) | - | FC/UPC |  |  | 0.12" (3.0mm) | Fiber Patch | [7 empty] | - | - | [7 empty] | 9.8' (3.0m) | Vendor Undefined |  |  |  |  | Bag |  | OFNR |  |  |  | - | [6 empty] | 2600 | https://www.unikeyic.com/media/about_us/Unikey_ISO_9001_Certification.pdf | https://www.unikeyic.com/products/fiber-optic-cables-and-cable-assemblies/cab-os2-lc-fc-3m-s/14931868.html
CAB-OS2-LC-FC-6M-S | ATGBICS | 1: 11.1491 | TO FC/UPC 19.7' (6.0 m) | - | FC/UPC |  |  | 0.12" (3.0mm) | Fiber Patch | [7 empty] | - | - | [7 empty] | 19.7' (6.0m) | Vendor Undefined |  |  |  |  | Bag |  | OFNR |  | 13948874 |  | - | [6 empty] | 2338 | https://www.unikeyic.com/media/pdf/HTMLDatasheet/atgbics/fa/d6/d13e/cab-os2-lc-fc-6m-s/2025/11/cab-os2-lc-fc-6m-s.pdf | https://www.unikeyic.com/products/fiber-optic-cables-and-cable-assemblies/cab-os2-lc-fc-6m-s/21419224.html
CAB-OS2-LC-FC-7M-S | ATGBICS | 1: 11.1491 | TO FC/UPC 23.0' (7.0 m) | - | FC/UPC |  |  | 0.12" (3.0mm) | Fiber Patch | [7 empty] | - | - | [7 empty] | 23.0' (7.0m) | Vendor Undefined |  |  |  |  | Bag |  | OFNR |  | 13944799 |  | - | [6 empty] | 2683 | https://www.unikeyic.com/media/pdf/HTMLDatasheet/atgbics/57/20/9ee6/cab-os2-lc-fc-7m-s/2025/11/cab-os2-lc-fc-7m-s.pdf | https://www.unikeyic.com/products/fiber-optic-cables-and-cable-assemblies/cab-os2-lc-fc-7m-s/13888046.html
CAB-OS2-LC-FC-9M-S | ATGBICS | 1: 11.8926 | TO FC/UPC 29.5' (9.0 m) | - | FC/UPC |  |  | 0.12" (3.0mm) | Fiber Patch | [7 empty] | - | - | [7 empty] | 29.5' (9.0m) | Vendor Undefined |  |  |  |  | Bag |  | OFNR |  |  |  | - | [6 empty] | 2333 | https://www.unikeyic.com/media/pdf/HTMLDatasheet/atgbics/21/e3/4090/cab-os2-lc-fc-9m-s/2025/11/cab-os2-lc-fc-9m-s.pdf | https://www.unikeyic.com/products/fiber-optic-cables-and-cable-assemblies/cab-os2-lc-fc-9m-s/22965558.html
CAB-OS2-LC-LC-10M-D | ATGBICS | 1: 16.3526 | LC-LCOS2 Fiber Patch SM D 10m | - | LC/UPC |  |  | 0.12" (3.0mm) | Fiber Patch | [7 empty] | - | - | [7 empty] | 32.8' (10.0m) | Vendor Undefined |  |  |  |  | Bag |  | OFNR |  | 13960560 |  | - | [6 empty] | 2764 | https://www.unikeyic.com/media/pdf/HTMLDatasheet/atgbics/3d/2b/d4d3/cab-os2-lc-lc-10m-d/2025/11/cab-os2-lc-lc-10m-d.pdf | https://www.unikeyic.com/products/fiber-optic-cables-and-cable-assemblies/cab-os2-lc-lc-10m-d/14817722.html
CAB-OS2-LC-LC-10M-S | ATGBICS | 1: 11.8926 | TO LC/UPC 32.8' (10.0m) | - | LC/UPC |  |  | 0.12" (3.0mm) | Fiber Patch | [7 empty] | - | - | [7 empty] | 32.8' (10.0m) | Vendor Undefined |  |  |  |  | Bag |  | OFNR |  | 13931480 |  | - | [6 empty] | 2664 | https://www.unikeyic.com/media/about_us/Unikey_ISO_9001_Certification.pdf | https://www.unikeyic.com/products/fiber-optic-cables-and-cable-assemblies/cab-os2-lc-lc-10m-s/17290604.html
CAB-OS2-LC-LC-1M-D | ATGBICS | 1: 13.875 | TO LC/UPC 3.3' (1.0m) | [20 empty] | 3.3' (1.0m) | [8 empty] | On sale | [11 empty] | 2037 | https://www.unikeyic.com/media/about_us/Unikey_ISO_9001_Certification.pdf | https://www.unikeyic.com/products/fiber-optic-cables-and-cable-assemblies/cab-os2-lc-lc-1m-d/18929319.html
CAB-OS2-LC-LC-3M-S | ATGBICS | 1: 10.7773 | TO LC/UPC 9.8' (3.0 m) | - | LC/UPC |  |  | 0.12" (3.0mm) | Fiber Patch | [7 empty] | - | - | [7 empty] | 9.8' (3.0m) | Vendor Undefined |  |  |  |  | Bag |  | OFNR |  | 13948350 |  | - | [6 empty] | 2793 | https://www.unikeyic.com/media/pdf/HTMLDatasheet/atgbics/19/90/643b/cab-os2-lc-lc-3m-s/2025/11/cab-os2-lc-lc-3m-s.pdf | https://www.unikeyic.com/products/fiber-optic-cables-and-cable-assemblies/cab-os2-lc-lc-3m-s/18873850.html
CAB-OS2-LC-LC-40M-S | ATGBICS | 1: 16.3526 | TO LC/UPC 131.2' (40.0m) | - | LC/UPC |  |  | 0.12" (3.0mm) | Fiber Patch | [7 empty] | - | - | [7 empty] | 131.2' (40.0m) | Vendor Undefined |  |  |  |  | Bag |  | OFNR |  |  |  | - | [6 empty] | 2446 | https://www.unikeyic.com/media/pdf/HTMLDatasheet/atgbics/88/f6/336c/cab-os2-lc-lc-40m-s/2025/11/cab-os2-lc-lc-40m-s.pdf | https://www.unikeyic.com/products/fiber-optic-cables-and-cable-assemblies/cab-os2-lc-lc-40m-s/23063057.html
CAB-OS2-LC-LC-5M-S | ATGBICS | 1: 10.7773 | TO LC/UPC 16.4' (5.0m) | - | LC/UPC |  |  | 0.12" (3.0mm) | Fiber Patch | [7 empty] | - | - | [7 empty] | 16.4' (5.0m) | Vendor Undefined |  |  |  |  | Bag |  | OFNR |  |  |  | - | [6 empty] | 2015 | https://www.unikeyic.com/media/pdf/HTMLDatasheet/atgbics/12/8b/b4ad/cab-os2-lc-lc-5m-s/2025/11/cab-os2-lc-lc-5m-s.pdf | https://www.unikeyic.com/products/fiber-optic-cables-and-cable-assemblies/cab-os2-lc-lc-5m-s/23272741.html
CAB-OS2-LC-LC-7M-S | ATGBICS | 1: 11.1491 | TO LC/UPC 23.0' (7.0 m) | [20 empty] | 23.0' (7.0m) | [8 empty] | On sale | [11 empty] | 2001 | https://www.unikeyic.com/media/about_us/Unikey_ISO_9001_Certification.pdf | https://www.unikeyic.com/products/fiber-optic-cables-and-cable-assemblies/cab-os2-lc-lc-7m-s/21965395.html
CAB-OS2-LC-LC-9M-D | ATGBICS | 1: 16.3526 | TO LC/UPC 29.5' (9.0 m) | - | LC/UPC |  |  | 0.12" (3.0mm) | Fiber Patch | [7 empty] | - | - | [7 empty] | 29.5' (9.0m) | Vendor Undefined |  |  |  |  | Bag |  | OFNR |  |  |  | - | [6 empty] | 2174 | https://www.unikeyic.com/media/pdf/HTMLDatasheet/atgbics/a3/97/11a3/cab-os2-lc-lc-9m-d/2025/11/cab-os2-lc-lc-9m-d.pdf | https://www.unikeyic.com/products/fiber-optic-cables-and-cable-assemblies/cab-os2-lc-lc-9m-d/14546029.html
CAB-OS2-LC-SC-25M-S | ATGBICS | 1: 13.875 | TO SC/UPC 82.0' (25.0m) | - | SC/UPC |  |  | 0.12" (3.0mm) | Fiber Patch | [7 empty] | - | - | [7 empty] | 82.0' (25.0m) | Vendor Undefined |  |  |  |  | Bag |  | OFNR |  |  |  | - | [6 empty] | 2061 | https://www.unikeyic.com/media/pdf/HTMLDatasheet/atgbics/58/21/7937/cab-os2-lc-sc-25m-s/2025/11/cab-os2-lc-sc-25m-s.pdf | https://www.unikeyic.com/products/fiber-optic-cables-and-cable-assemblies/cab-os2-lc-sc-25m-s/20280753.html
CAB-OS2-LC-SC-3M-D | ATGBICS | 1: 15.21 | TO SC/UPC 9.8' (3.0 m) | - | SC/UPC |  |  | 0.12" (3.0mm) | Fiber Patch | [7 empty] | - | - | [7 empty] | 9.8' (3.0m) | Vendor Undefined |  |  |  |  | Bag |  | OFNR |  |  |  | - | [6 empty] | 2689 | https://www.unikeyic.com/media/pdf/HTMLDatasheet/atgbics/f7/bf/377b/cab-os2-lc-sc-3m-d/2025/11/cab-os2-lc-sc-3m-d.pdf | https://www.unikeyic.com/products/fiber-optic-cables-and-cable-assemblies/cab-os2-lc-sc-3m-d/22895788.html
CAB-OS2-LC-SC-3M-S | ATGBICS | 1: 11.31 | TO SC/UPC 9.8' (3.0 m) | - | SC/UPC |  |  | 0.12" (3.0mm) | Fiber Patch | [7 empty] | - | - | [7 empty] | 9.8' (3.0m) | Vendor Undefined |  |  |  |  | Bag |  | OFNR |  | 13932462 |  | - | [6 empty] | 2842 | https://www.unikeyic.com/media/pdf/HTMLDatasheet/atgbics/7b/62/5d9c/cab-os2-lc-sc-3m-s/2025/11/cab-os2-lc-sc-3m-s.pdf | https://www.unikeyic.com/products/fiber-optic-cables-and-cable-assemblies/cab-os2-lc-sc-3m-s/21596154.html
CAB-OS2-LC-SC-50M-S | ATGBICS | 1: 17.7148 | TO SC/UPC 164.0' (50.0m) | - | SC/UPC |  |  | 0.12" (3.0mm) | Fiber Patch | [7 empty] | - | - | [7 empty] | 164.0' (50.0m) | Vendor Undefined |  |  |  |  | Bag |  | OFNR |  |  |  | - | [6 empty] | 2087 | https://www.unikeyic.com/media/pdf/HTMLDatasheet/atgbics/9c/c0/0133/cab-os2-lc-sc-50m-s/2025/11/cab-os2-lc-sc-50m-s.pdf | https://www.unikeyic.com/products/fiber-optic-cables-and-cable-assemblies/cab-os2-lc-sc-50m-s/18933522.html
CAB-OS2-LC-SC-5M-S | ATGBICS | 1: 10.7773 | TO SC/UPC 16.4' (5.0m) | - | SC/UPC |  |  | 0.12" (3.0mm) | Fiber Patch | [7 empty] | - | - | [7 empty] | 16.4' (5.0m) | Vendor Undefined |  |  |  |  | Bag |  | OFNR |  |  |  | - | [6 empty] | 2249 | https://www.unikeyic.com/media/pdf/HTMLDatasheet/atgbics/cf/41/068c/cab-os2-lc-sc-5m-s/2025/11/cab-os2-lc-sc-5m-s.pdf | https://www.unikeyic.com/products/fiber-optic-cables-and-cable-assemblies/cab-os2-lc-sc-5m-s/20038399.html
CAB-OS2-LC-SC-7M-D | ATGBICS | 1: 15.4856 | TO SC/UPC 23.0' (7.0 m) | - | SC/UPC |  |  | 0.12" (3.0mm) | Fiber Patch | [7 empty] | - | - | [7 empty] | 23.0' (7.0m) | Vendor Undefined |  |  |  |  | Bag |  | OFNR |  | 13952476 |  | - | [6 empty] | 2676 | https://www.unikeyic.com/media/pdf/HTMLDatasheet/atgbics/f7/53/80e2/cab-os2-lc-sc-7m-d/2025/11/cab-os2-lc-sc-7m-d.pdf | https://www.unikeyic.com/products/fiber-optic-cables-and-cable-assemblies/cab-os2-lc-sc-7m-d/19622625.html
CAB-OS2-LC-SC-8M-S | ATGBICS | 1: 11.1491 | TO SC/UPC 26.2' (8.0 m) | [20 empty] | 26.2' (8.0m) | [8 empty] | On sale | [11 empty] | 2295 | https://www.unikeyic.com/media/about_us/Unikey_ISO_9001_Certification.pdf | https://www.unikeyic.com/products/fiber-optic-cables-and-cable-assemblies/cab-os2-lc-sc-8m-s/22805025.html
CAB-OS2-LC-SC-9M-D | ATGBICS | 1: 16.3526 | TO SC/UPC 29.5' (9.0 m) | - | SC/UPC |  |  | 0.12" (3.0mm) | Fiber Patch | [7 empty] | - | - | [7 empty] | 29.5' (9.0m) | Vendor Undefined |  |  |  |  | Bag |  | OFNR |  | 13944772 |  | - | [6 empty] | 2121 | https://www.unikeyic.com/media/about_us/Unikey_ISO_9001_Certification.pdf | https://www.unikeyic.com/products/fiber-optic-cables-and-cable-assemblies/cab-os2-lc-sc-9m-d/18237434.html
CAB-OS2-LC-ST-1M-S | ATGBICS | 1: 10.7773 | TO ST/UPC 3.3' (1.0m) | - | ST/UPC |  |  | 0.12" (3.0mm) | Fiber Patch | [7 empty] | - | - | [7 empty] | 3.3' (1.0m) | Vendor Undefined |  |  |  |  | Bag |  | OFNR |  | 13948311 |  | - | [6 empty] | 2525 | https://www.unikeyic.com/media/pdf/HTMLDatasheet/atgbics/f8/87/081f/cab-os2-lc-st-1m-s/2025/11/cab-os2-lc-st-1m-s.pdf | https://www.unikeyic.com/products/fiber-optic-cables-and-cable-assemblies/cab-os2-lc-st-1m-s/14402946.html
CAB-OS2-LC-ST-25M-D | ATGBICS | 1: 21.4311 | TO ST/UPC 82.0' (25.0m) | - | ST/UPC |  |  | 0.12" (3.0mm) | Fiber Patch | [7 empty] | - | - | [7 empty] | 82.0' (25.0m) | Vendor Undefined |  |  |  |  | Bag |  | OFNR |  | 13931259 |  | - | [6 empty] | 2337 | https://www.unikeyic.com/media/pdf/HTMLDatasheet/atgbics/a5/80/3bd3/cab-os2-lc-st-25m-d/2025/11/cab-os2-lc-st-25m-d.pdf | https://www.unikeyic.com/products/fiber-optic-cables-and-cable-assemblies/cab-os2-lc-st-25m-d/14805206.html
CAB-OS2-LC-ST-30M-S | ATGBICS | 1: 14.742 | TO ST/UPC 98.4' (30.0m) | - | ST/UPC |  |  | 0.12" (3.0mm) | Fiber Patch | [7 empty] | - | - | [7 empty] | 98.4' (30.0m) | Vendor Undefined |  |  |  |  | Bag |  | OFNR |  |  |  | - | [6 empty] | 2627 | https://www.unikeyic.com/media/pdf/HTMLDatasheet/atgbics/53/2e/ecca/cab-os2-lc-st-30m-s/2025/11/cab-os2-lc-st-30m-s.pdf | https://www.unikeyic.com/products/fiber-optic-cables-and-cable-assemblies/cab-os2-lc-st-30m-s/20165907.html
CAB-OS2-LC-ST-35M-S | ATGBICS | 1: 15.9808 | LC-ST OS2 Fiber Patch SM S 35m | - | ST/UPC |  |  | 0.12" (3.0mm) | Fiber Patch | [7 empty] | - | - | [7 empty] | 114.8' (35.0m) | Vendor Undefined |  |  |  |  | Bag |  | OFNR |  | 13931338 |  | - | [6 empty] | 2651 | https://www.unikeyic.com/media/about_us/Unikey_ISO_9001_Certification.pdf | https://www.unikeyic.com/products/fiber-optic-cables-and-cable-assemblies/cab-os2-lc-st-35m-s/15044514.html
CAB-OS2-LC-ST-3M-D | ATGBICS | 1: 14.742 | TO ST/UPC 9.8' (3.0 m) | - | ST/UPC |  |  | 0.12" (3.0mm) | Fiber Patch | [7 empty] | - | - | [7 empty] | 9.8' (3.0m) | Vendor Undefined |  |  |  |  | Bag |  | OFNR |  |  |  | - | [6 empty] | 2957 | https://www.unikeyic.com/media/pdf/HTMLDatasheet/atgbics/da/19/9831/cab-os2-lc-st-3m-d/2025/11/cab-os2-lc-st-3m-d.pdf | https://www.unikeyic.com/products/fiber-optic-cables-and-cable-assemblies/cab-os2-lc-st-3m-d/21838506.html
CAB-OS2-LC-ST-40M-D | ATGBICS | 1: 26.6347 | LC-ST OS2 Fiber Patch SM D 40m | - | ST/UPC |  |  | 0.12" (3.0mm) | Fiber Patch | [7 empty] | - | - | [7 empty] | 131.2' (40.0m) | Vendor Undefined |  |  |  |  | Bag |  | OFNR |  |  |  | - | [6 empty] | 2050 | https://www.unikeyic.com/media/pdf/HTMLDatasheet/atgbics/9f/f6/1cea/cab-os2-lc-st-40m-d/2025/11/cab-os2-lc-st-40m-d.pdf | https://www.unikeyic.com/products/fiber-optic-cables-and-cable-assemblies/cab-os2-lc-st-40m-d/21139294.html
CAB-OS2-LC-ST-40M-S | ATGBICS | 1: 16.8478 | TO ST/UPC 131.2' (40.0m) | [20 empty] | 131.2' (40.0m) | [8 empty] | On sale | [11 empty] | 2913 | https://www.unikeyic.com/media/about_us/Unikey_ISO_9001_Certification.pdf | https://www.unikeyic.com/products/fiber-optic-cables-and-cable-assemblies/cab-os2-lc-st-40m-s/20799036.html
CAB-OS2-LC-ST-4M-S | ATGBICS | 1: 11.1491 | TO ST/UPC 13.1' (4.0 m) | - | ST/UPC |  |  | 0.12" (3.0mm) | Fiber Patch | [7 empty] | - | - | [7 empty] | 13.1' (4.0m) | Vendor Undefined |  |  |  |  | Bag |  | OFNR |  | 13931484 |  | - | [6 empty] | 2253 | https://www.unikeyic.com/media/about_us/Unikey_ISO_9001_Certification.pdf | https://www.unikeyic.com/products/fiber-optic-cables-and-cable-assemblies/cab-os2-lc-st-4m-s/17767286.html
CAB-OS2-LC-ST-5M-S | ATGBICS | 1: 11.1491 | TO ST/UPC 16.4' (5.0m) | - | ST/UPC |  |  | 0.12" (3.0mm) | Fiber Patch | [7 empty] | - | - | [7 empty] | 16.4' (5.0m) | Vendor Undefined |  |  |  |  | Bag |  | OFNR |  |  |  | - | [6 empty] | 2220 | https://www.unikeyic.com/media/about_us/Unikey_ISO_9001_Certification.pdf | https://www.unikeyic.com/products/fiber-optic-cables-and-cable-assemblies/cab-os2-lc-st-5m-s/22483985.html
CAB-OS2-LC-ST-7M-S | ATGBICS | 1: 11.8926 | TO ST/UPC 23.0' (7.0 m) | - | ST/UPC |  |  | 0.12" (3.0mm) | Fiber Patch | [7 empty] | - | - | [7 empty] | 23.0' (7.0m) | Vendor Undefined |  |  |  |  | Bag |  | OFNR |  | 13950124 |  | - | [6 empty] | 2162 | https://www.unikeyic.com/media/pdf/HTMLDatasheet/atgbics/91/d7/0b05/cab-os2-lc-st-7m-s/2025/11/cab-os2-lc-st-7m-s.pdf | https://www.unikeyic.com/products/fiber-optic-cables-and-cable-assemblies/cab-os2-lc-st-7m-s/21880305.html
CAB-OS2-LC-ST-9M-D | ATGBICS | 1: 16.8478 | TO ST/UPC 29.5' (9.0 m) | - | ST/UPC |  |  | 0.12" (3.0mm) | Fiber Patch | [7 empty] | - | - | [7 empty] | 29.5' (9.0m) | Vendor Undefined |  |  |  |  | Bag |  | OFNR |  | 13961122 |  | - | [6 empty] | 2861 | https://www.unikeyic.com/media/pdf/HTMLDatasheet/atgbics/1e/1e/71b4/cab-os2-lc-st-9m-d/2025/11/cab-os2-lc-st-9m-d.pdf | https://www.unikeyic.com/products/fiber-optic-cables-and-cable-assemblies/cab-os2-lc-st-9m-d/23525845.html
CAB-OS2-SC-SC-1M-D | ATGBICS | 1: 13.875 | TO SC/UPC 3.3' (1.0m) | - | SC/UPC |  |  | 0.12" (3.0mm) | Fiber Patch | [7 empty] | - | - | [7 empty] | 3.3' (1.0m) | Vendor Undefined |  |  |  |  | Bag |  | OFNR |  |  |  | - | [6 empty] | 2881 | https://www.unikeyic.com/media/pdf/HTMLDatasheet/atgbics/f5/e8/1fd9/cab-os2-sc-sc-1m-d/2025/11/cab-os2-sc-sc-1m-d.pdf | https://www.unikeyic.com/products/fiber-optic-cables-and-cable-assemblies/cab-os2-sc-sc-1m-d/22511882.html
CAB-OS2-SC-SC-25M-D | ATGBICS | 1: 20.8109 | TO SC/UPC 82.0' (25.0m) | - | SC/UPC |  |  | 0.12" (3.0mm) | Fiber Patch | [7 empty] | - | - | [7 empty] | 82.0' (25.0m) | Vendor Undefined |  |  |  |  | Bag |  | OFNR |  | 13931770 |  | - | [6 empty] | 2139 | https://www.unikeyic.com/media/pdf/HTMLDatasheet/atgbics/8f/4d/6049/cab-os2-sc-sc-25m-d/2025/11/cab-os2-sc-sc-25m-d.pdf | https://www.unikeyic.com/products/fiber-optic-cables-and-cable-assemblies/cab-os2-sc-sc-25m-d/16653025.html
CAB-OS2-SC-SC-2M-D | ATGBICS | 1: 13.875 | TO SC/UPC 6.6' (2.0 m) | - | SC/UPC |  |  | 0.12" (3.0mm) | Fiber Patch | [7 empty] | - | - | [7 empty] | 6.6' (2.0m) | Vendor Undefined |  |  |  |  | Bag |  | OFNR |  |  |  | - | [6 empty] | 2347 | https://www.unikeyic.com/media/pdf/HTMLDatasheet/atgbics/1f/d5/e4ef/cab-os2-sc-sc-2m-d/2025/11/cab-os2-sc-sc-2m-d.pdf | https://www.unikeyic.com/products/fiber-optic-cables-and-cable-assemblies/cab-os2-sc-sc-2m-d/20666406.html
CAB-OS2-SC-SC-2M-S | ATGBICS | 1: 10.7773 | TO SC/UPC 6.6' (2.0 m) | - | SC/UPC |  |  | 0.12" (3.0mm) | Fiber Patch | [7 empty] | - | - | [7 empty] | 6.6' (2.0m) | Vendor Undefined |  |  |  |  | Bag |  | OFNR |  |  |  | - | [6 empty] | 2920 | https://www.unikeyic.com/media/about_us/Unikey_ISO_9001_Certification.pdf | https://www.unikeyic.com/products/fiber-optic-cables-and-cable-assemblies/cab-os2-sc-sc-2m-s/16189131.html
CAB-OS2-SC-SC-30M-S | ATGBICS | 1: 14.4936 | TO SC/UPC 98.4' (30.0m) | - | SC/UPC |  |  | 0.12" (3.0mm) | Fiber Patch | [7 empty] | - | - | [7 empty] | 98.4' (30.0m) | Vendor Undefined |  |  |  |  | Bag |  | OFNR |  | 13931953 |  | - | [6 empty] | 2877 | https://www.unikeyic.com/media/pdf/HTMLDatasheet/atgbics/8b/9d/f9fa/cab-os2-sc-sc-30m-s/2025/11/cab-os2-sc-sc-30m-s.pdf | https://www.unikeyic.com/products/fiber-optic-cables-and-cable-assemblies/cab-os2-sc-sc-30m-s/21383148.html
CAB-OS2-SC-SC-3M-D | ATGBICS | 1: 14.4936 | TO SC/UPC 9.8' (3.0 m) | - | SC/UPC |  |  | 0.12" (3.0mm) | Fiber Patch | [7 empty] | - | - | [7 empty] | 9.8' (3.0m) | Vendor Undefined |  |  |  |  | Bag |  | OFNR |  | 13932411 |  | - | [6 empty] | 2948 | https://www.unikeyic.com/media/about_us/Unikey_ISO_9001_Certification.pdf | https://www.unikeyic.com/products/fiber-optic-cables-and-cable-assemblies/cab-os2-sc-sc-3m-d/15871595.html
CAB-OS2-SC-SC-40M-S | ATGBICS | 1: 16.3526 | SC-SC OS2 Fiber Patch SM S 40m | - | SC/UPC |  |  | 0.12" (3.0mm) | Fiber Patch | [7 empty] | - | - | [7 empty] | 131.2' (40.0m) | Vendor Undefined |  |  |  |  | Bag |  | OFNR |  | 13945343 |  | - | [6 empty] | 2131 | https://www.unikeyic.com/media/pdf/HTMLDatasheet/atgbics/ab/9a/cd32/cab-os2-sc-sc-40m-s/2025/11/cab-os2-sc-sc-40m-s.pdf | https://www.unikeyic.com/products/fiber-optic-cables-and-cable-assemblies/cab-os2-sc-sc-40m-s/19538886.html
CAB-OS2-SC-SC-4M-S | ATGBICS | 1: 10.7773 | TO SC/UPC 13.1' (4.0 m) | - | SC/UPC |  |  | 0.12" (3.0mm) | Fiber Patch | [7 empty] | - | - | [7 empty] | 13.1' (4.0m) | Vendor Undefined |  |  |  |  | Bag |  | OFNR |  | 13950411 |  | - | [6 empty] | 2552 | https://www.unikeyic.com/media/pdf/HTMLDatasheet/atgbics/e4/7a/93cc/cab-os2-sc-sc-4m-s/2025/11/cab-os2-sc-sc-4m-s.pdf | https://www.unikeyic.com/products/fiber-optic-cables-and-cable-assemblies/cab-os2-sc-sc-4m-s/21836870.html
CAB-OS2-SC-SC-50M-S | ATGBICS | 1: 18.59 | TO SC/UPC 164.0' (50.0m) | - | SC/UPC |  |  | 0.12" (3.0mm) | Fiber Patch | [7 empty] | - | - | [7 empty] | 164.0' (50.0m) | Vendor Undefined |  |  |  |  | Bag |  | OFNR |  |  |  | - | [6 empty] | 2417 | https://www.unikeyic.com/media/pdf/HTMLDatasheet/atgbics/be/41/2096/cab-os2-sc-sc-50m-s/2025/11/cab-os2-sc-sc-50m-s.pdf | https://www.unikeyic.com/products/fiber-optic-cables-and-cable-assemblies/cab-os2-sc-sc-50m-s/14311565.html
CAB-OS2-SC-SC-5M-S | ATGBICS | 1: 10.7773 | SC-SC OS2 Fiber Patch SM S 5m | - | SC/UPC |  |  | 0.12" (3.0mm) | Fiber Patch | [7 empty] | - | - | [7 empty] | 16.4' (5.0m) | Vendor Undefined |  |  |  |  | Bag |  | OFNR |  | 13944758 |  | - | [6 empty] | 2373 | https://www.unikeyic.com/media/about_us/Unikey_ISO_9001_Certification.pdf | https://www.unikeyic.com/products/fiber-optic-cables-and-cable-assemblies/cab-os2-sc-sc-5m-s/20947385.html
CAB-OS2-SC-SC-7M-S | ATGBICS | 1: 11.1491 | TO SC/UPC 23.0' (7.0 m) | - | SC/UPC |  |  | 0.12" (3.0mm) | Fiber Patch | [7 empty] | - | - | [7 empty] | 23.0' (7.0m) | Vendor Undefined |  |  |  |  | Bag |  | OFNR |  | 13931200 |  | - | [6 empty] | 2231 | https://www.unikeyic.com/media/pdf/HTMLDatasheet/atgbics/15/86/06ca/cab-os2-sc-sc-7m-s/2025/11/cab-os2-sc-sc-7m-s.pdf | https://www.unikeyic.com/products/fiber-optic-cables-and-cable-assemblies/cab-os2-sc-sc-7m-s/17528999.html
CAB-OS2-SC-SC-8M-D | ATGBICS | 1: 15.9808 | SC-SC OS2 Fiber Patch SM D 8m | - | SC/UPC |  |  | 0.12" (3.0mm) | Fiber Patch | [7 empty] | - | - | [7 empty] | 26.2' (8.0m) | Vendor Undefined |  |  |  |  | Bag |  | OFNR |  |  |  | - | [6 empty] | 2138 | https://www.unikeyic.com/media/pdf/HTMLDatasheet/atgbics/c9/0c/25d1/cab-os2-sc-sc-8m-d/2025/12/cab-os2-sc-sc-8m-d.pdf | https://www.unikeyic.com/products/fiber-optic-cables-and-cable-assemblies/cab-os2-sc-sc-8m-d/22496115.html
CAB-OS2-SC-SC-8M-S | ATGBICS | 1: 11.1491 | TO SC/UPC 26.2' (8.0 m) | - | SC/UPC |  |  | 0.12" (3.0mm) | Fiber Patch | [7 empty] | - | - | [7 empty] | 26.2' (8.0m) | Vendor Undefined |  |  |  |  | Bag |  | OFNR |  | 13930877 |  | - | [6 empty] | 2549 | https://www.unikeyic.com/media/about_us/Unikey_ISO_9001_Certification.pdf | https://www.unikeyic.com/products/fiber-optic-cables-and-cable-assemblies/cab-os2-sc-sc-8m-s/22462475.html
CAB-OS2-SC-SC-9M-D | ATGBICS | 1: 16.3526 | TO SC/UPC 29.5' (9.0 m) | - | SC/UPC |  |  | 0.12" (3.0mm) | Fiber Patch | [7 empty] | - | - | [7 empty] | 29.5' (9.0m) | Vendor Undefined |  |  |  |  | Bag |  | OFNR |  |  |  | - | [6 empty] | 2276 | https://www.unikeyic.com/media/pdf/HTMLDatasheet/atgbics/9e/72/0ea9/cab-os2-sc-sc-9m-d/2025/11/cab-os2-sc-sc-9m-d.pdf | https://www.unikeyic.com/products/fiber-optic-cables-and-cable-assemblies/cab-os2-sc-sc-9m-d/19682954.html
CAB-OS2-SC-SC-9M-S | ATGBICS | 1: 11.8926 | TO SC/UPC 29.5' (9.0 m) | - | SC/UPC |  |  | 0.12" (3.0mm) | Fiber Patch | [7 empty] | - | - | [7 empty] | 29.5' (9.0m) | Vendor Undefined |  |  |  |  | Bag |  | OFNR |  | 13930765 |  | - | [6 empty] | 2857 | https://www.unikeyic.com/media/pdf/HTMLDatasheet/atgbics/76/e5/e215/cab-os2-sc-sc-9m-s/2025/11/cab-os2-sc-sc-9m-s.pdf | https://www.unikeyic.com/products/fiber-optic-cables-and-cable-assemblies/cab-os2-sc-sc-9m-s/17789569.html
CAB-OS2-SC-ST-10M-S | ATGBICS | 1: 12.1395 | SC-ST OS2 Fiber Patch SM S 10m | - | ST/UPC |  |  | 0.12" (3.0mm) | Fiber Patch | [7 empty] | - | - | [7 empty] | 32.8' (10.0m) | Vendor Undefined |  |  |  |  | Bag |  | OFNR |  |  |  | - | [6 empty] | 2294 | https://www.unikeyic.com/media/pdf/HTMLDatasheet/atgbics/23/9b/5b3b/cab-os2-sc-st-10m-s/2025/11/cab-os2-sc-st-10m-s.pdf | https://www.unikeyic.com/products/fiber-optic-cables-and-cable-assemblies/cab-os2-sc-st-10m-s/19760741.html
CAB-OS2-SC-ST-15M-S | ATGBICS | 1: 12.7596 | TO ST/UPC 49.2' (15.0m) | - | ST/UPC |  |  | 0.12" (3.0mm) | Fiber Patch | [7 empty] | - | - | [7 empty] | 49.2' (15.0m) | Vendor Undefined |  |  |  |  | Bag |  | OFNR |  | 13930811 |  | - | [6 empty] | 2658 | https://www.unikeyic.com/media/pdf/HTMLDatasheet/atgbics/fa/74/c8bd/cab-os2-sc-st-15m-s/2025/11/cab-os2-sc-st-15m-s.pdf | https://www.unikeyic.com/products/fiber-optic-cables-and-cable-assemblies/cab-os2-sc-st-15m-s/19482858.html
CAB-OS2-SC-ST-1M-D | ATGBICS | 1: 14.4936 | TO ST/UPC 3.3' (1.0m) | - | ST/UPC |  |  | 0.12" (3.0mm) | Fiber Patch | [7 empty] | - | - | [7 empty] | 3.3' (1.0m) | Vendor Undefined |  |  |  |  | Bag |  | OFNR |  |  |  | - | [6 empty] | 2902 | https://www.unikeyic.com/media/pdf/HTMLDatasheet/atgbics/8a/16/4a3d/cab-os2-sc-st-1m-d/2025/11/cab-os2-sc-st-1m-d.pdf | https://www.unikeyic.com/products/fiber-optic-cables-and-cable-assemblies/cab-os2-sc-st-1m-d/19345437.html
CAB-OS2-SC-ST-25M-D | ATGBICS | 1: 21.4311 | TO ST/UPC 82.0' (25.0m) | - | ST/UPC |  |  | 0.12" (3.0mm) | Fiber Patch | [7 empty] | - | - | [7 empty] | 82.0' (25.0m) | Vendor Undefined |  |  |  |  | Bag |  | OFNR |  |  |  | - | [6 empty] | 2459 | https://www.unikeyic.com/media/pdf/HTMLDatasheet/atgbics/0c/a8/ec56/cab-os2-sc-st-25m-d/2025/11/cab-os2-sc-st-25m-d.pdf | https://www.unikeyic.com/products/fiber-optic-cables-and-cable-assemblies/cab-os2-sc-st-25m-d/14759378.html
CAB-OS2-SC-ST-40M-S | ATGBICS | 1: 16.3526 | SC-ST OS2 Fiber Patch SM S 40m | - | ST/UPC |  |  | 0.12" (3.0mm) | Fiber Patch | [7 empty] | - | - | [7 empty] | 131.2' (40.0m) | Vendor Undefined |  |  |  |  | Bag |  | OFNR |  |  |  | - | [6 empty] | 2414 | https://www.unikeyic.com/media/about_us/Unikey_ISO_9001_Certification.pdf | https://www.unikeyic.com/products/fiber-optic-cables-and-cable-assemblies/cab-os2-sc-st-40m-s/16360814.html
CAB-OS2-SC-ST-5M-D | ATGBICS | 1: 15.4856 | TO ST/UPC 16.4' (5.0m) | - | ST/UPC |  |  | 0.12" (3.0mm) | Fiber Patch | [7 empty] | - | - | [7 empty] | 16.4' (5.0m) | Vendor Undefined |  |  |  |  | Bag |  | OFNR |  |  |  | - | [6 empty] | 2003 | https://www.unikeyic.com/media/pdf/HTMLDatasheet/atgbics/a5/35/ae51/cab-os2-sc-st-5m-d/2025/11/cab-os2-sc-st-5m-d.pdf | https://www.unikeyic.com/products/fiber-optic-cables-and-cable-assemblies/cab-os2-sc-st-5m-d/19078162.html
CAB-OS2-SC-ST-5M-S | ATGBICS | 1: 11.7 | TO ST/UPC 16.4' (5.0m) | - | ST/UPC |  |  | 0.12" (3.0mm) | Fiber Patch | [7 empty] | - | - | [7 empty] | 16.4' (5.0m) | Vendor Undefined |  |  |  |  | Bag |  | OFNR |  |  |  | - | [6 empty] | 2301 | https://www.unikeyic.com/media/pdf/HTMLDatasheet/atgbics/b8/9a/fe25/cab-os2-sc-st-5m-s/2025/11/cab-os2-sc-st-5m-s.pdf | https://www.unikeyic.com/products/fiber-optic-cables-and-cable-assemblies/cab-os2-sc-st-5m-s/22703049.html
CAB-OS2-SC-ST-6M-S | ATGBICS | 1: 11.8926 | SC-ST OS2 Fiber Patch SM S 6m | - | ST/UPC |  |  | 0.12" (3.0mm) | Fiber Patch | [7 empty] | - | - | [7 empty] | 19.7' (6.0m) | Vendor Undefined |  |  |  |  | Bag |  | OFNR |  |  |  | - | [6 empty] | 2446 | https://www.unikeyic.com/media/pdf/HTMLDatasheet/atgbics/2f/de/7943/cab-os2-sc-st-6m-s/2025/11/cab-os2-sc-st-6m-s.pdf | https://www.unikeyic.com/products/fiber-optic-cables-and-cable-assemblies/cab-os2-sc-st-6m-s/18988573.html
CAB-OS2-SC-ST-8M-D | ATGBICS | 1: 16.3526 | TO ST/UPC 26.2' (8.0 m) | - | ST/UPC |  |  | 0.12" (3.0mm) | Fiber Patch | [7 empty] | - | - | [7 empty] | 26.2' (8.0m) | Vendor Undefined |  |  |  |  | Bag |  | OFNR |  |  |  | - | [6 empty] | 2396 | https://www.unikeyic.com/media/pdf/HTMLDatasheet/atgbics/69/8e/b6fa/cab-os2-sc-st-8m-d/2025/11/cab-os2-sc-st-8m-d.pdf | https://www.unikeyic.com/products/fiber-optic-cables-and-cable-assemblies/cab-os2-sc-st-8m-d/23520346.html
CAB-OS2-SC-ST-9M-S | ATGBICS | 1: 12.1395 | TO ST/UPC 29.5' (9.0 m) | - | ST/UPC |  |  | 0.12" (3.0mm) | Fiber Patch | [7 empty] | - | - | [7 empty] | 29.5' (9.0m) | Vendor Undefined |  |  |  |  | Bag |  | OFNR |  |  |  | - | [6 empty] | 2294 | https://www.unikeyic.com/media/pdf/HTMLDatasheet/atgbics/70/07/4cf3/cab-os2-sc-st-9m-s/2025/11/cab-os2-sc-st-9m-s.pdf | https://www.unikeyic.com/products/fiber-optic-cables-and-cable-assemblies/cab-os2-sc-st-9m-s/21087256.html
CAB-OS2-ST-ST-10M-S | ATGBICS | 1: 13.875 | ST-ST OS2 Fiber Patch SM S 10m | - | ST/UPC |  |  | 0.12" (3.0mm) | Fiber Patch | [7 empty] | - | - | [7 empty] | 32.8' (10.0m) | Vendor Undefined |  |  |  |  | Bag |  | OFNR |  | 13950276 |  | - | [6 empty] | 2629 | https://www.unikeyic.com/media/pdf/HTMLDatasheet/atgbics/f2/49/6615/cab-os2-st-st-10m-s/2025/11/cab-os2-st-st-10m-s.pdf | https://www.unikeyic.com/products/fiber-optic-cables-and-cable-assemblies/cab-os2-st-st-10m-s/16572914.html
CAB-OS2-ST-ST-1M-D | ATGBICS | 1: 15.4856 | TO ST/UPC 3.3' (1.0m) | - | ST/UPC |  |  | 0.12" (3.0mm) | Fiber Patch | [7 empty] | - | - | [7 empty] | 3.3' (1.0m) | Vendor Undefined |  |  |  |  | Bag |  | OFNR |  |  |  | - | [6 empty] | 2118 | https://www.unikeyic.com/media/pdf/HTMLDatasheet/atgbics/87/15/b425/cab-os2-st-st-1m-d/2025/11/cab-os2-st-st-1m-d.pdf | https://www.unikeyic.com/products/fiber-optic-cables-and-cable-assemblies/cab-os2-st-st-1m-d/20213175.html
CAB-OS2-ST-ST-20M-S | ATGBICS | 1: 17.2196 | ST-ST OS2 Fiber Patch SM S 20m | - | ST/UPC |  |  | 0.12" (3.0mm) | Fiber Patch | [7 empty] | - | - | [7 empty] | 65.6' (20.0m) | Vendor Undefined |  |  |  |  | Bag |  | OFNR |  |  |  | - | [6 empty] | 2934 | https://www.unikeyic.com/media/pdf/HTMLDatasheet/atgbics/7f/99/c15f/cab-os2-st-st-20m-s/2025/11/cab-os2-st-st-20m-s.pdf | https://www.unikeyic.com/products/fiber-optic-cables-and-cable-assemblies/cab-os2-st-st-20m-s/17134457.html
CAB-OS2-ST-ST-25M-D | ATGBICS | 1: 22.2981 | TO ST/UPC 82.0' (25.0m) | - | ST/UPC |  |  | 0.12" (3.0mm) | Fiber Patch | [7 empty] | - | - | [7 empty] | 82.0' (25.0m) | Vendor Undefined |  |  |  |  | Bag |  | OFNR |  | 13931653 |  | - | [6 empty] | 2056 | https://www.unikeyic.com/media/pdf/HTMLDatasheet/atgbics/c3/c8/d003/cab-os2-st-st-25m-d/2025/12/cab-os2-st-st-25m-d.pdf | https://www.unikeyic.com/products/fiber-optic-cables-and-cable-assemblies/cab-os2-st-st-25m-d/15140472.html
CAB-OS2-ST-ST-2M-D | ATGBICS | 1: 15.4856 | TO ST/UPC 6.6' (2.0 m) | - | ST/UPC |  |  | 0.12" (3.0mm) | Fiber Patch | [7 empty] | - | - | [7 empty] | 6.6' (2.0m) | Vendor Undefined |  |  |  |  | Bag |  | OFNR |  |  |  | - | [6 empty] | 2887 | https://www.unikeyic.com/media/pdf/HTMLDatasheet/atgbics/2f/4b/8483/cab-os2-st-st-2m-d/2025/11/cab-os2-st-st-2m-d.pdf | https://www.unikeyic.com/products/fiber-optic-cables-and-cable-assemblies/cab-os2-st-st-2m-d/22333312.html
CAB-OS2-ST-ST-3M-D | ATGBICS | 1: 15.9808 | ST-ST OS2 Fiber Patch SM D 3m | - | ST/UPC |  |  | 0.12" (3.0mm) | Fiber Patch | [7 empty] | - | - | [7 empty] | 9.8' (3.0m) | Vendor Undefined |  |  |  |  | Bag |  | OFNR |  |  |  | - | [6 empty] | 2504 | https://www.unikeyic.com/media/pdf/HTMLDatasheet/atgbics/43/8f/9e15/cab-os2-st-st-3m-d/2025/11/cab-os2-st-st-3m-d.pdf | https://www.unikeyic.com/products/fiber-optic-cables-and-cable-assemblies/cab-os2-st-st-3m-d/22237131.html
CAB-OS2-ST-ST-4M-D | ATGBICS | 1: 16.3526 | TO ST/UPC 13.1' (4.0 m) | - | ST/UPC |  |  | 0.12" (3.0mm) | Fiber Patch | [7 empty] | - | - | [7 empty] | 13.1' (4.0m) | Vendor Undefined |  |  |  |  | Bag |  | OFNR |  |  |  | - | [6 empty] | 2554 | https://www.unikeyic.com/media/pdf/HTMLDatasheet/atgbics/62/2e/bebd/cab-os2-st-st-4m-d/2025/12/cab-os2-st-st-4m-d.pdf | https://www.unikeyic.com/products/fiber-optic-cables-and-cable-assemblies/cab-os2-st-st-4m-d/17860121.html
CAB-OS2-ST-ST-9M-D | ATGBICS | 1: 17.7148 | ST-ST OS2 Fiber Patch SM D 9m | - | ST/UPC |  |  | 0.12" (3.0mm) | Fiber Patch | [7 empty] | - | - | [7 empty] | 29.5' (9.0m) | Vendor Undefined |  |  |  |  | Bag |  | OFNR |  | 13932542 |  | - | [6 empty] | 2580 | https://www.unikeyic.com/media/about_us/Unikey_ISO_9001_Certification.pdf | https://www.unikeyic.com/products/fiber-optic-cables-and-cable-assemblies/cab-os2-st-st-9m-d/18542433.html
CCT-125 | Chemtronics | 1: 116.3988 15: 116.3988 40: 116.3988 | CLEANER, LC/MU, PEN APPLICATOR; Cleaner Type:Fiber Cleaner; Cleaner Applications:Fiber Optic Connections; Dispensing Method:Pen Applicator; Weight:-; Product Range:CCT Series; SVHC:No SVHC (12-Jan-2017); Volume:- | [15 empty] | Fiber Optic Connectors | [7 empty] | 1 (Unlimited) |  |  |  |  | Retail Package |  |  |  | 10244084 |  | FOCCUS™, CCT™ | - | LC, MU Connectors |  |  |  | - | 1 | https://www.unikeyic.com/media/datasheet/63/99/c8c4/63/af891d6ea963740ef44f845ddfe8b7de.pdf | https://www.unikeyic.com/products/fiber-optic-cables-and-cable-assemblies/cct-125/22481600.html
CCT-250 | Chemtronics | 1: 101.5479 | NEUTRAL Fiber Optic Cleaning Pen, Suitable for Cleaning | [15 empty] | Fiber Optic Connectors | [7 empty] | 1 (Unlimited) |  |  |  |  | Retail Package | [5 empty] | FOCCUS™, CCT™ | - | FC, SC, ST Connectors |  |  |  | - | 29 | https://www.unikeyic.com/media/datasheet/06/63/e67c/06/fcebca1452326b242625276d9e0979f9.pdf | https://www.unikeyic.com/products/fiber-optic-cables-and-cable-assemblies/cct-250/17271943.html
CFLG-12LB-PUR-62-5/125 | igus | 1: 32.3244 100: 31.0392 500: 29.808 1,000: 26.0172 | CBL FBR OPTIC 125UM MULTIMODE | [41 empty] | 5000 | https://www.unikeyic.com/media/about_us/Unikey_ISO_9001_Certification.pdf | https://www.unikeyic.com/products/fiber-optic-cables-and-cable-assemblies/cflg-12lb-pur-62-5-125/35527965.html
CFLG-6G-62-5/125-TC | igus | 1: 28.728 100: 27.5832 500: 26.4924 1,000: 23.1228 | CBL FBR OPTIC 125UM MULTIMODE | [29 empty] | On sale | [11 empty] | 5000 | https://www.unikeyic.com/media/about_us/Unikey_ISO_9001_Certification.pdf | https://www.unikeyic.com/products/fiber-optic-cables-and-cable-assemblies/cflg-6g-62-5-125-tc/35544381.html
CFLG-6LB-PUR-62-5/125 | igus | 1: 25.38 100: 24.3648 500: 23.3928 1,000: 20.4228 | CBL FBR OPTIC 125UM MULTIMODE | [41 empty] | 5000 | https://www.unikeyic.com/media/about_us/Unikey_ISO_9001_Certification.pdf | https://www.unikeyic.com/products/fiber-optic-cables-and-cable-assemblies/cflg-6lb-pur-62-5-125/35525730.html
CFLG-6LB-PUR-9/125 | igus | 1: 19.5264 100: 18.7596 500: 18.0144 1,000: 15.7248 | CBL FBR OPTIC 125UM SINGLEMODE | [41 empty] | 4830 | https://www.unikeyic.com/media/about_us/Unikey_ISO_9001_Certification.pdf | https://www.unikeyic.com/products/fiber-optic-cables-and-cable-assemblies/cflg-6lb-pur-9-125/35526075.html
CFLK-L1-02 | igus | 1: 4.5252 100: 4.3524 500: 4.1796 1,000: 3.6504 | CBL FIBER OPTIC 1000UM POF | [29 empty] | On sale | [11 empty] | 220 | https://www.unikeyic.com/media/about_us/Unikey_ISO_9001_Certification.pdf | https://www.unikeyic.com/products/fiber-optic-cables-and-cable-assemblies/cflk-l1-02/35529459.html
CM-102907BSTK | coolgear | 1: 33.1452 10: 29.8296 25: 28.1772 99: 26.514 | 20m LC/UPC-LC/UPC Singlemode Dup | [20 empty] | 65.6' (20.0m) | [8 empty] | On sale | [11 empty] | 145 | https://www.unikeyic.com/media/about_us/Unikey_ISO_9001_Certification.pdf | https://www.unikeyic.com/products/fiber-optic-cables-and-cable-assemblies/cm-102907bstk/693804678.html
CM-105060BSTK | coolgear | 1: 66.8196 10: 60.1344 25: 56.7972 99: 53.46 | 20M LC/UPC LC/UPC OM4 MULTIMODE | [20 empty] | 65.6' (20.0m) | [8 empty] | On sale | [11 empty] | 8 | https://www.unikeyic.com/media/about_us/Unikey_ISO_9001_Certification.pdf | https://www.unikeyic.com/products/fiber-optic-cables-and-cable-assemblies/cm-105060bstk/693562524.html
CM-105099BSTK | coolgear | 1: 13.176 10: 11.8584 25: 11.1996 99: 10.5408 | 2m LC/APC LC/APC Singlemode Dupl | [20 empty] | 6.6' (2.0m) | [8 empty] | On sale | [11 empty] | 5 | https://www.unikeyic.com/media/about_us/Unikey_ISO_9001_Certification.pdf | https://www.unikeyic.com/products/fiber-optic-cables-and-cable-assemblies/cm-105099bstk/693615985.html
CSR-1575 | Jonard Tools | 10: 39.9282 | Tools & Accessories, Cable Strip and Ring Tool | [15 empty] | Fiber Optic Cables | [7 empty] | Not Applicable |  |  |  |  | Bulk |  |  |  | 5176140 |  | CSR | - | - |  |  |  | 0.132 lb (59.87 g) | 80 | https://www.unikeyic.com/media/datasheet/a7/97/8185/a7/4186e745a8d9fe317bf98bab5834057c.pdf | https://www.unikeyic.com/products/fiber-optic-cables-and-cable-assemblies/csr-1575/15564902.html
CSR-316 | Jonard Tools | 1: 46.4616 | COMPACT CABLE SLIT & RING TOOL, | [41 empty] | 2 | https://www.unikeyic.com/media/about_us/Unikey_ISO_9001_Certification.pdf | https://www.unikeyic.com/products/fiber-optic-cables-and-cable-assemblies/csr-316/688319329.html
DC-1000 | Industrial Fiber Optics | 1,000: 0.4241 2,000: 0.4031 3,000: 0.3913 5,000: 0.3767 7,000: 0.3674 10,000: 0.3591 | CBL FIBER OPTIC 500M |  |  |  | 30mm |  |  | - | Fluorinated Polymer |  |  | - | Poly-Methyl Methacrylate (PMMA) |  | - |  |  |  | 0.087" (2.21mm) | Polyethylene (PE) | Black | 1640.4' (500.0m) |  |  | 1 (Unlimited) |  |  |  | - | Spool |  | - |  | 16343067 |  | - |  |  |  | Standard | 9.2kg |  | 12000 | https://www.unikeyic.com/media/datasheet/7e/ac/d40d/7e/8fb3169d57c08642d15fac839c4b9eb6.pdf | https://www.unikeyic.com/products/fiber-optic-cables-and-cable-assemblies/dc-1000/7882668.html
DCS.F2.035.PN | LEMO | 1: 37.576 5: 36.905 10: 36.905 25: 36.234 50: 36.234 100: 36.234 | Alignment Device Tool For Installation / Extraction Of The F2 Contact |  |  | DCS.F2 | [12 empty] | Fiber Optic Connectors | [7 empty] | 1 (Unlimited) |  |  |  |  | Box |  |  |  | 2786252 |  | F2 | - | F2 Contacts |  |  |  | - | 6 | https://www.unikeyic.com/media/datasheet/ba/88/434d/ba/ed72a88d1feea5fef54222b26bf84899.pdf | https://www.unikeyic.com/products/fiber-optic-cables-and-cable-assemblies/dcs-f2-035-pn/18170993.html
DK-2611-01 | ASSMANN WSW Components | 1: 15.7032 10: 13.3456 30: 12.3498 50: 11.9128 100: 11.3443 250: 10.6345 500: 10.1275 1,000: 9.6448 | Duplex Cable Assembly, 1m, Duplex ST to Duplex ST, Bag | ST (2) | ST (2) | DK-2611 | - | 0.12" (3.0mm) | Buffered Fiber |  |  | Orange | Black, Red |  |  |  | - | 62.5/125 |  | - |  | - |  |  |  | 3.3' (1.0m) | 1 (Unlimited) |  |  |  | - | Bulk |  | - | - | [9 empty] | 95 | https://www.unikeyic.com/media/datasheet/a1/a1/26e3/a1/dbecc92d94f4ba9de68658e0d3fa7a6f.pdf | https://www.unikeyic.com/products/fiber-optic-cables-and-cable-assemblies/dk-2611-01/14375489.html
DK-2611-05 | ASSMANN WSW Components | 1: 20.8656 10: 17.7282 30: 16.4056 50: 15.825 100: 15.0701 250: 14.1273 500: 13.4539 | Cable Assembly Patch Cord 5m Duplex ST/PC to Duplex ST/PC 2 Pos M-M Bag | ST (2) | ST (2) | DK-2611 | - | 0.12" (3.0mm) | Buffered Fiber |  |  | Orange | Black, Red |  |  |  | - | 62.5/125 |  | - |  | - |  |  |  | 16.4' (5.0m) | 1 (Unlimited) |  |  |  | - | Bulk |  | - | - | [9 empty] | 23 | https://www.unikeyic.com/media/datasheet/a1/a1/26e3/a1/dbecc92d94f4ba9de68658e0d3fa7a6f.pdf | https://www.unikeyic.com/products/fiber-optic-cables-and-cable-assemblies/dk-2611-05/21231916.html
DK-2631-03 | ASSMANN WSW Components | 1: 21.0613 10: 17.8969 30: 16.5616 50: 15.9752 100: 15.2131 250: 14.2614 500: 13.5816 | FIBER OPTIC CBL LC-ST DUPLEX 3M | LC Duplex | ST (2) | DK-2631 | - | 0.12" (3.0mm) | Buffered Fiber |  |  | Orange | Black, Red |  |  |  | - | 62.5/125 |  | - |  | - |  |  |  | 9.8' (3.0m) | 1 (Unlimited) |  |  |  | - | Bulk |  | - | - | [9 empty] | 6 | https://www.unikeyic.com/media/datasheet/9c/e9/a587/9c/aeaa19fd5b9104958241d5766c304dfa.pdf | https://www.unikeyic.com/products/fiber-optic-cables-and-cable-assemblies/dk-2631-03/22559825.html
DK-2633-01 | ASSMANN WSW Components | 1: 23.4166 10: 19.8982 30: 18.4142 50: 17.7623 100: 16.9149 250: 15.857 500: 15.1011 | Cable Assembly Duplex 1m LC to LC 2 to 2 POS Carton | LC Duplex | LC Duplex | DK-2633 | - | 0.12" (3.0mm) | Buffered Fiber |  |  | Orange | White |  |  |  | - | 62.5/125 |  | - |  | - |  |  |  | 3.3' (1.0m) | 1 (Unlimited) |  |  |  | - | Bulk |  | - | - | 2268258 | [8 empty] | 70 | https://www.unikeyic.com/media/datasheet/de/e3/b61b/de/e965ee3ddb837356a9a59eff776a5ae6.pdf | https://www.unikeyic.com/products/fiber-optic-cables-and-cable-assemblies/dk-2633-01/18282189.html
DK-2633-03 | ASSMANN WSW Components | 1: 26.8704 10: 22.8388 30: 21.1352 50: 20.3874 100: 19.4149 250: 18.2006 500: 17.3331 | Duplex Cable Assembly 3m LC to LC PL-PL, Bag | LC Duplex | LC Duplex | DK-2633 | - | 0.12" (3.0mm) | Buffered Fiber |  |  | Orange | White |  |  |  | - | 62.5/125 |  | - |  | - |  |  |  | 9.8' (3.0m) | 1 (Unlimited) |  |  |  | - | Bulk |  | - | - | [9 empty] | 158 | https://www.unikeyic.com/media/datasheet/de/e3/b61b/de/e965ee3ddb837356a9a59eff776a5ae6.pdf | https://www.unikeyic.com/products/fiber-optic-cables-and-cable-assemblies/dk-2633-03/22121986.html
DK-2633-05 | ASSMANN WSW Components | 1: 31.698 10: 26.9374 30: 24.9286 50: 24.0464 100: 22.8996 250: 21.4675 500: 20.4444 | Cable Assembly Duplex 5m, Duplex LC to Duplex LC, Bag | LC Duplex | LC Duplex | DK-2633 | - | 0.12" (3.0mm) | Buffered Fiber |  |  | Orange | White |  |  |  | - | 62.5/125 |  | - |  | - |  |  |  | 16.4' (5.0m) | 1 (Unlimited) |  |  |  | - | Bulk |  | - | - | [9 empty] | 84 | https://www.unikeyic.com/media/datasheet/de/e3/b61b/de/e965ee3ddb837356a9a59eff776a5ae6.pdf | https://www.unikeyic.com/products/fiber-optic-cables-and-cable-assemblies/dk-2633-05/15075639.html
DW-90 | Jonard Tools | 1: 25.9496 | DRY WIPES 90 PCS | [15 empty] | Fiber Optic Connectors | [7 empty] | Not Applicable |  |  |  |  | Box | [5 empty] | DW | 4.25" L x 2.00" W (108.0mm x 50.8mm) | - |  |  |  | - | 4 | https://www.unikeyic.com/media/pdf/EnvironmentalInformation/jonard-tools/d1/15/906f/ptx-fla/2025/12/RoHS-Cert-of-Compliance-2020.pdf | https://www.unikeyic.com/products/fiber-optic-cables-and-cable-assemblies/dw-90/22034869.html
EFA04 14 ASS | ESSENTRA | 1: 8.4274 10: 7.8655 25: 7.7251 100: 7.5846 250: 7.5846 500: 7.5846 | Cable Accessories Fiber Reel Nylon 6/6 Black |  |  | EFA04 | [10 empty] | Break-Away, Screw Mount, Self-Adhesive Pads Included | [9 empty] | 1 (Unlimited) |  |  |  |  | Bulk |  |  |  | 4104944 |  | Richco, EFA04 |  | 30.0mm Reel Radius, Holds 9.0m 900 Micron Fiber |  |  |  |  | 78 | https://www.unikeyic.com/media/datasheet/3d/7b/2ce8/3d/6b4b34afbb0f0409300c8c7c34b020b3.pdf | https://www.unikeyic.com/products/fiber-optic-cables-and-cable-assemblies/efa04-14-ass/20712941.html
EFA04 21 001 | ESSENTRA | 1: 5.3956 10: 4.7482 100: 4.7482 250: 4.6618 500: 4.6618 1,000: 4.6618 | Cable Accessories Fiber Reel Nylon 6/6 Black |  |  | EFA04 | [10 empty] | Break-Away, Screw Mount | [9 empty] | 1 (Unlimited) |  |  |  |  | Bulk |  |  |  | 4104947 |  | Richco, EFA04 |  | 25.0mm Reel Radius, Holds 4.5m 900 Micron Fiber |  |  |  |  | 18 | https://www.unikeyic.com/media/datasheet/3d/7b/2ce8/3d/6b4b34afbb0f0409300c8c7c34b020b3.pdf | https://www.unikeyic.com/products/fiber-optic-cables-and-cable-assemblies/efa04-21-001/16529790.html
EFA04 23 001 | ESSENTRA | 1+: 8.311 10+: 7.6184 100+: 7.4799 250+: 7.4799 500+: 7.4799 1000+: 7.4799 | Fiber Reel 40mm Radius Nylon Black |  |  | EFA04 | [10 empty] | Screw Mount | [9 empty] | 1 (Unlimited) |  |  |  |  | Bulk | [5 empty] | Richco, EFA04 |  | 40.0mm Reel Radius, Holds 7.0m 900 Micron Fiber |  |  |  |  | 23 | https://www.unikeyic.com/media/datasheet/3d/7b/2ce8/3d/6b4b34afbb0f0409300c8c7c34b020b3.pdf | https://www.unikeyic.com/products/fiber-optic-cables-and-cable-assemblies/efa04-23-001/22950134.html
EFA04 25 001 | ESSENTRA | 1: 8.148 10: 7.469 100: 7.3332 250: 7.3332 500: 7.3332 1,000: 7.3332 | Array Tray |  |  | EFA04 | [10 empty] | Holds Fiber or Isolator Clips | [9 empty] | 1 (Unlimited) |  |  |  |  | Bulk | [5 empty] | Richco, EFA04 |  | 132.0mm L x 82.0mm W x 6.6mm H |  |  |  |  | 23 | https://www.unikeyic.com/media/datasheet/3d/7b/2ce8/3d/6b4b34afbb0f0409300c8c7c34b020b3.pdf | https://www.unikeyic.com/products/fiber-optic-cables-and-cable-assemblies/efa04-25-001/16995750.html
EFA04 34 004 | ESSENTRA | 5: 4.715 50: 4.1472 100: 4.0608 300: 3.822 500: 3.759 1,000: 3.4965 2,500: 3.234 | Corner Guide |  |  | EFA04 | [10 empty] | - | [9 empty] | 1 (Unlimited) |  |  |  |  | Bulk | [5 empty] | Richco, EFA04 |  | 30.0mm Radius, 12.0mm Height |  |  |  |  | 88 | https://www.unikeyic.com/media/datasheet/3d/7b/2ce8/3d/6b4b34afbb0f0409300c8c7c34b020b3.pdf | https://www.unikeyic.com/products/fiber-optic-cables-and-cable-assemblies/efa04-34-004/21854231.html
EFA04 53 ASS | ESSENTRA | 1: 9.6961 10: 9.0497 25: 8.8881 100: 8.7265 250: 8.7265 500: 8.7265 | OPTICAL FIBER SEGMENT 90 DEGREE , 30MM RADIUS |  |  | EFA04 | [10 empty] | Snap Rivet Mount, Spring Retaining Clip Included | [9 empty] | 1 (Unlimited) |  |  |  |  | Bulk |  |  |  | 4104977 |  | Richco, EFA04 |  | 32.0mm Pillar |  |  |  |  | 35 | https://www.unikeyic.com/media/datasheet/3d/7b/2ce8/3d/6b4b34afbb0f0409300c8c7c34b020b3.pdf | https://www.unikeyic.com/products/fiber-optic-cables-and-cable-assemblies/efa04-53-ass/23565246.html
EFA04 60 001 | ESSENTRA | 1: 4.3165 10: 3.7985 100: 3.7985 250: 3.7295 500: 3.7295 1,000: 3.7295 | Straight Guide |  |  | EFA04 | [10 empty] | - | [9 empty] | 1 (Unlimited) |  |  |  |  | Bulk | [5 empty] | Richco, EFA04 |  | 40.0mm Length, 4.5mm Height |  |  |  |  | 78 | https://www.unikeyic.com/media/datasheet/3d/7b/2ce8/3d/6b4b34afbb0f0409300c8c7c34b020b3.pdf | https://www.unikeyic.com/products/fiber-optic-cables-and-cable-assemblies/efa04-60-001/20270946.html
EFA04 60 P01 | ESSENTRA | 100: 4.8216 200: 4.584 300: 4.4495 500: 4.2847 700: 4.1788 1,000: 4.0688 | Straight Guide |  |  | EFA04 | [10 empty] | Self-Adhesive Pads Included | [9 empty] | 1 (Unlimited) |  |  |  |  | Bulk | [5 empty] | Richco, EFA04 |  | 40.0mm Length, 4.5mm Height |  |  |  |  | 493 | https://www.unikeyic.com/media/datasheet/3d/7b/2ce8/3d/6b4b34afbb0f0409300c8c7c34b020b3.pdf | https://www.unikeyic.com/products/fiber-optic-cables-and-cable-assemblies/efa04-60-p01/17985033.html
EFA04 61 ASS | ESSENTRA | 1: 5.335 10: 4.6948 100: 4.6948 250: 4.6094 500: 4.6094 1,000: 4.6094 | Array Tray |  |  | EFA04 | [10 empty] | Rivet or Screw Mount, Self-Adhesive Pads Included | [9 empty] | 1 (Unlimited) |  |  |  |  | Bulk |  |  |  | 4104982 |  | Richco, EFA04 |  | 6.0mm Clip, Red |  |  |  |  | 64 | https://www.unikeyic.com/media/datasheet/3d/7b/2ce8/3d/6b4b34afbb0f0409300c8c7c34b020b3.pdf | https://www.unikeyic.com/products/fiber-optic-cables-and-cable-assemblies/efa04-61-ass/19304159.html
EFA04 63 ASS | ESSENTRA | 100: 4.531 200: 4.3078 300: 4.1814 500: 4.0265 700: 3.927 1,000: 3.8237 | Cable Management, Clip Nylon Green Adhesive Mount 5.5mm Bag |  |  | EFA04 | [10 empty] | Rivet or Screw Mount, Self-Adhesive Pads Included | [9 empty] | 1 (Unlimited) |  |  |  |  | Bulk |  |  |  | 4104984 |  | Richco, EFA04 |  | 5.5mm Clip, Green |  |  |  |  | 3290 | https://www.unikeyic.com/media/datasheet/07/76/930c/07/3c6e95f87252c028f6a128ba2f3e3380.pdf | https://www.unikeyic.com/products/fiber-optic-cables-and-cable-assemblies/efa04-63-ass/15557073.html
EFA04 64 001 | ESSENTRA | 1: 4.1468 10: 3.6491 100: 3.6491 250: 3.5828 500: 3.5828 1,000: 3.5828 | Array Tray |  |  | EFA04 | [10 empty] | Rivet or Screw Mount | [9 empty] | 1 (Unlimited) |  |  |  |  | Bulk | [5 empty] | Richco, EFA04 |  | 4.5mm Clip, Yellow |  |  |  |  | 92 | https://www.unikeyic.com/media/datasheet/4f/a1/4f29/4fa14f29fc60eb64377afe3a370834af.pdf | https://www.unikeyic.com/products/fiber-optic-cables-and-cable-assemblies/efa04-64-001/15668968.html
EFA04 71 P01 | ESSENTRA | 100: 5.4404 200: 5.1719 300: 5.0199 500: 4.8336 700: 4.7139 1,000: 4.5896 | Cable Management Clip |  |  | EFA04 | [10 empty] | Self-Adhesive Pads Included | [9 empty] | 1 (Unlimited) |  |  |  |  | Bulk |  |  |  | 4104991 |  | Richco, EFA04 |  | 6-Way, 2.9mm Dia Couplers or Components |  |  |  |  | 779 | https://www.unikeyic.com/media/datasheet/e2/2f/6150/e2/c8127a1881f3d14d41622f14929f2c95.pdf | https://www.unikeyic.com/products/fiber-optic-cables-and-cable-assemblies/efa04-71-p01/17351127.html
EFA04-02-ASS | ESSENTRA | 10: 1.9012 100: 1.8673 250: 1.8673 500: 1.8333 1,000: 1.8333 | Cable Accessories Fiber Clip Nylon 6/6 Black |  |  | EFA04 | [10 empty] | Self-Adhesive Pads Included | [9 empty] | 1 (Unlimited) |  |  |  |  | Bulk |  |  |  | 4104934 |  | Richco, EFA04 |  | 3-Way, 3.0mm Dia Cables or Components |  |  |  |  | 23 | https://www.unikeyic.com/media/datasheet/3d/7b/2ce8/3d/6b4b34afbb0f0409300c8c7c34b020b3.pdf | https://www.unikeyic.com/products/fiber-optic-cables-and-cable-assemblies/efa04-02-ass/18270283.html
EFA04-08-ASS | ESSENTRA | 1: 4.6075 10: 4.0546 100: 4.0546 250: 3.9809 500: 3.9809 1,000: 3.9809 | Fiber Clip - 16 Slot - 2mm, Blue, Adhesive |  |  | EFA04 | [10 empty] | Break-Away, Self-Adhesive Pads Included | [9 empty] | 1 (Unlimited) |  |  |  |  | Bulk |  |  |  | 4104940 |  | Richco, EFA04 |  | 16-Way, 2.0mm Dia Cables or Components |  |  |  |  | 233 | https://www.unikeyic.com/media/datasheet/3d/7b/2ce8/3d/6b4b34afbb0f0409300c8c7c34b020b3.pdf | https://www.unikeyic.com/products/fiber-optic-cables-and-cable-assemblies/efa04-08-ass/14681044.html
EFA04-18-ASS | ESSENTRA | 100: 9.7879 200: 9.301 300: 9.0254 500: 8.6874 700: 8.4703 1,000: 8.2448 | FIBER OPTIC COUPLER CLIP |  |  | EFA04 | [10 empty] | Break-Away, Self-Adhesive Pads Included | [9 empty] | 1 (Unlimited) |  |  |  |  | Bulk |  |  |  | 4104946 |  | Richco, EFA04 |  | 16-Way; 3.9mm, 2.9mm, and 3.4mm Dia Couplers or Components |  |  |  |  | 101 | https://www.unikeyic.com/media/datasheet/3d/7b/2ce8/3d/6b4b34afbb0f0409300c8c7c34b020b3.pdf | https://www.unikeyic.com/products/fiber-optic-cables-and-cable-assemblies/efa04-18-ass/19533163.html
EFA04-21-ASS | ESSENTRA | 1: 8.4041 10: 7.7037 100: 7.5637 250: 7.5637 500: 7.5637 1,000: 7.5637 | Fiber Reel With 4 Self Adhesive Pads |  |  | EFA04 | [10 empty] | Break-Away, Screw Mount, Self-Adhesive Pads Included | [9 empty] | 1 (Unlimited) |  |  |  |  | Bulk |  |  |  | 4104948 |  | Richco, EFA04 |  | 25.0mm Reel Radius, Holds 4.5m 900 Micron Fiber |  |  |  |  | 76 | https://www.unikeyic.com/media/datasheet/3d/7b/2ce8/3d/6b4b34afbb0f0409300c8c7c34b020b3.pdf | https://www.unikeyic.com/products/fiber-optic-cables-and-cable-assemblies/efa04-21-ass/18789307.html
EFA04-27-ASS | ESSENTRA | 1: 5.0319 10: 4.4281 100: 4.4281 250: 4.3475 500: 4.3475 1,000: 4.3475 | FIBER REEL STANDOFF, BLACK; No. of Reels:-; Reel Diameter:-; Product Range:EFA04 Series 66AJ3562 |  |  | EFA04 | [10 empty] | Snap Rivet Mount | [9 empty] | 1 (Unlimited) |  |  |  |  | Bulk |  |  |  | 4104952 |  | Richco, EFA04 |  | 10.0mm Snap-In Standoff |  |  |  |  | 9 | https://www.unikeyic.com/media/datasheet/3d/7b/2ce8/3d/6b4b34afbb0f0409300c8c7c34b020b3.pdf | https://www.unikeyic.com/products/fiber-optic-cables-and-cable-assemblies/efa04-27-ass/19361477.html
EFA04-34-003 | ESSENTRA | 1: 5.4563 10: 4.8015 100: 4.8015 250: 4.7142 500: 4.7142 1,000: 4.7142 | CORNER GUIDE, RADIUS-40MM, H-4.8MM; Accessory Type:Corner Guide; For Use With:Fiber Optic Connectors; Product Range:EFA04 Series 66AJ3580 |  |  | EFA04 | [10 empty] | - | [9 empty] | 1 (Unlimited) |  |  |  |  | Bulk |  |  |  | 4104955 |  | Richco, EFA04 |  | 40.0mm Radius, 4.8mm Height |  |  |  |  | 75 | https://www.unikeyic.com/media/datasheet/3d/7b/2ce8/3d/6b4b34afbb0f0409300c8c7c34b020b3.pdf | https://www.unikeyic.com/products/fiber-optic-cables-and-cable-assemblies/efa04-34-003/15125921.html
EFA04-34-007 | ESSENTRA | 100: 5.591 200: 5.315 300: 5.1588 500: 4.9672 700: 4.8442 1,000: 4.7164 |  |  |  | EFA04 | [10 empty] | - | [9 empty] | 1 (Unlimited) |  |  |  |  | Bulk |  |  |  | 4104959 |  | Richco, EFA04 |  | Ribbon Fiber Cable, 5.5mm Height |  |  |  |  | 453 | https://www.unikeyic.com/media/datasheet/3d/7b/2ce8/3d/6b4b34afbb0f0409300c8c7c34b020b3.pdf | https://www.unikeyic.com/products/fiber-optic-cables-and-cable-assemblies/efa04-34-007/22885708.html
EFA04-34-010 | ESSENTRA | 100: 6.3941 200: 6.0779 300: 5.8989 500: 5.6794 700: 5.5385 1,000: 5.392 | FIBER OPTIC CORNER GUIDE |  |  | EFA04 | [10 empty] | - | [9 empty] | 1 (Unlimited) |  |  |  |  | Bulk | [5 empty] | Richco, EFA04 |  | 30.0mm Radius, 8.0mm Height |  |  |  |  | 208 | https://www.unikeyic.com/media/datasheet/3d/7b/2ce8/3d/6b4b34afbb0f0409300c8c7c34b020b3.pdf | https://www.unikeyic.com/products/fiber-optic-cables-and-cable-assemblies/efa04-34-010/16162395.html
EFA04-34-P01 | ESSENTRA | 100: 5.2587 200: 4.9993 300: 4.8524 500: 4.6724 700: 4.5568 1,000: 4.4367 |  |  |  | EFA04 | [10 empty] | Self-Adhesive Pads Included | [9 empty] | 1 (Unlimited) |  |  |  |  | Bulk | [5 empty] | Richco, EFA04 |  | 30.0mm Radius, 5.0mm Height |  |  |  |  | 296 | https://www.unikeyic.com/media/datasheet/3d/7b/2ce8/3d/6b4b34afbb0f0409300c8c7c34b020b3.pdf | https://www.unikeyic.com/products/fiber-optic-cables-and-cable-assemblies/efa04-34-p01/15868928.html
EFA04-34-P03 | ESSENTRA | 100: 4.427 |  |  |  | EFA04 | [10 empty] | Self-Adhesive Pads Included | [9 empty] | 1 (Unlimited) |  |  |  |  | Bulk | [5 empty] | Richco, EFA04 |  | 40.0mm Radius, 4.8mm Height |  |  |  |  | 284 | https://www.unikeyic.com/media/datasheet/3d/7b/2ce8/3d/6b4b34afbb0f0409300c8c7c34b020b3.pdf | https://www.unikeyic.com/products/fiber-optic-cables-and-cable-assemblies/efa04-34-p03/15225906.html
EFA04-34-P04 | ESSENTRA | 1: 6.6203 10: 5.8258 100: 5.7199 250: 5.7199 500: 5.7199 1,000: 5.7199 | Cable Management, Guide, Adhesive Mount, Pad Radius 30.0mm, Overall Height 12.0mm |  |  | EFA04 | [10 empty] | Self-Adhesive Pads Included | [9 empty] | 1 (Unlimited) |  |  |  |  | Bulk |  |  |  | 4104964 |  | Richco, EFA04 |  | 30.0mm Radius, 12.0mm Height |  |  |  |  | 76 | https://www.unikeyic.com/media/datasheet/3d/7b/2ce8/3d/6b4b34afbb0f0409300c8c7c34b020b3.pdf | https://www.unikeyic.com/products/fiber-optic-cables-and-cable-assemblies/efa04-34-p04/19825797.html
EFA04-34-P06 | ESSENTRA | 100: 7.4668 200: 7.0968 300: 6.8873 500: 6.6304 700: 6.4655 1,000: 6.2941 |  |  |  | EFA04 | [10 empty] | Self-Adhesive Pads Included | [9 empty] | 1 (Unlimited) |  |  |  |  | Bulk | [5 empty] | Richco, EFA04 |  | 40.0mm Radius, 12.0mm Height |  |  |  |  | 285 | https://www.unikeyic.com/media/datasheet/3d/7b/2ce8/3d/6b4b34afbb0f0409300c8c7c34b020b3.pdf | https://www.unikeyic.com/products/fiber-optic-cables-and-cable-assemblies/efa04-34-p06/16946488.html
EFA04-34-P07 | ESSENTRA | 100: 6.1825 200: 5.8768 300: 5.7038 500: 5.4917 700: 5.3555 1,000: 5.2139 |  |  |  | EFA04 | [10 empty] | Self-Adhesive Pads Included | [9 empty] | 1 (Unlimited) |  |  |  |  | Bulk |  |  |  | 4104967 |  | Richco, EFA04 |  | Ribbon Fiber Cable, 5.5mm Height |  |  |  |  | 841 | https://www.unikeyic.com/media/datasheet/3d/7b/2ce8/3d/6b4b34afbb0f0409300c8c7c34b020b3.pdf | https://www.unikeyic.com/products/fiber-optic-cables-and-cable-assemblies/efa04-34-p07/21316150.html
EFA04-34-R01 | ESSENTRA | 1: 4.9955 10: 4.396 100: 4.396 250: 4.3161 500: 4.3161 1,000: 4.3161 | CORNER GUIDE, RADIUS-30MM, H-5MM; Accessory Type:Corner Guide With Rivet; For Use With:Fiber Optic Connectors; Product Range:EFA04 Series 66AJ3571 |  |  | EFA04 | [10 empty] | Rivet Included | [9 empty] | 1 (Unlimited) |  |  |  |  | Bulk | [5 empty] | Richco, EFA04 |  | 30.0mm Radius, 5.0mm Height |  |  |  |  | 49 | https://www.unikeyic.com/media/datasheet/3d/7b/2ce8/3d/6b4b34afbb0f0409300c8c7c34b020b3.pdf | https://www.unikeyic.com/products/fiber-optic-cables-and-cable-assemblies/efa04-34-r01/22623084.html
EFA04-34-R02 | ESSENTRA | 1: 5.2016 10: 4.5774 100: 4.5774 250: 4.4942 500: 4.4942 1,000: 4.4942 | CORNER GUIDE, RADIUS-35MM, H-4.8MM; Accessory Type:Corner Guide With Rivet; For Use With:Fiber Optic Connectors; Product Range:EFA04 Series 66AJ3572 |  |  | EFA04 | [10 empty] | Rivet Included | [9 empty] | 1 (Unlimited) |  |  |  |  | Bulk | [5 empty] | Richco, EFA04 |  | 35.0mm Radius, 4.8mm Height |  |  |  |  | 60 | https://www.unikeyic.com/media/datasheet/3d/7b/2ce8/3d/6b4b34afbb0f0409300c8c7c34b020b3.pdf | https://www.unikeyic.com/products/fiber-optic-cables-and-cable-assemblies/efa04-34-r02/21147171.html
EFA04-34-R03 | ESSENTRA | 100: 5.213 200: 4.9557 300: 4.81 500: 4.6315 700: 4.5167 1,000: 4.3976 |  |  |  | EFA04 | [10 empty] | Rivet Included | [9 empty] | 1 (Unlimited) |  |  |  |  | Bulk | [5 empty] | Richco, EFA04 |  | 40.0mm Radius, 4.8mm Height |  |  |  |  | 104 | https://www.unikeyic.com/media/datasheet/3d/7b/2ce8/3d/6b4b34afbb0f0409300c8c7c34b020b3.pdf | https://www.unikeyic.com/products/fiber-optic-cables-and-cable-assemblies/efa04-34-r03/21644034.html
EFA04-34-R04 | ESSENTRA | 100: 1.9693 300: 1.8223 500: 1.7577 |  |  |  | EFA04 | [10 empty] | Rivet Included | [9 empty] | 1 (Unlimited) |  |  |  |  | Bulk |  |  |  | 4104972 |  | Richco, EFA04 |  | 30.0mm Radius, 12.0mm Height |  |  |  |  | 722 | https://www.unikeyic.com/media/datasheet/3d/7b/2ce8/3d/6b4b34afbb0f0409300c8c7c34b020b3.pdf | https://www.unikeyic.com/products/fiber-optic-cables-and-cable-assemblies/efa04-34-r04/21027342.html
EFA04-34-R07 | ESSENTRA | 100: 5.7973 200: 5.511 300: 5.3489 500: 5.1502 700: 5.0226 1,000: 4.89 |  |  |  | EFA04 | [10 empty] | Rivet Included | [9 empty] | 1 (Unlimited) |  |  |  |  | Bulk | [5 empty] | Richco, EFA04 |  | Ribbon Fiber Cable, 5.5mm Height |  |  |  |  | 496 | https://www.unikeyic.com/media/datasheet/3d/7b/2ce8/3d/6b4b34afbb0f0409300c8c7c34b020b3.pdf | https://www.unikeyic.com/products/fiber-optic-cables-and-cable-assemblies/efa04-34-r07/21383085.html
EFA04-34-R10 | ESSENTRA | 100: 6.2656 200: 5.9558 300: 5.7805 500: 5.5655 700: 5.4274 1,000: 5.2839 |  |  |  | EFA04 | [10 empty] | Rivet Included | [9 empty] | 1 (Unlimited) |  |  |  |  | Bulk | [5 empty] | Richco, EFA04 |  | 30.0mm Radius, 8.0mm Height |  |  |  |  | 241 | https://www.unikeyic.com/media/datasheet/3d/7b/2ce8/3d/6b4b34afbb0f0409300c8c7c34b020b3.pdf | https://www.unikeyic.com/products/fiber-optic-cables-and-cable-assemblies/efa04-34-r10/20280672.html
EFA04-71-001 | ESSENTRA | 1: 3.6618 10: 3.2809 100: 3.2223 250: 3.1638 500: 3.1638 1,000: 3.1638 | SPLICE CABLE CLIP, BLK, 0.114", PA 6.6; Cable Clamp / Clip Type:Cable Clip; Internal Diameter:0.114"; Cable Clamp / Clip Material:Nylon 6.6 (Polyamide 6.6); Cable Clamp / Clip Colour:Black; External Length:1.283"; Height |  |  | EFA04 | [10 empty] | - | [9 empty] | 1 (Unlimited) |  |  |  |  | Bulk |  |  |  | 4104988 |  | Richco, EFA04 |  | 6-Way, 2.9mm Dia Couplers or Components |  |  |  |  | 153 | https://www.unikeyic.com/media/datasheet/3d/7b/2ce8/3d/6b4b34afbb0f0409300c8c7c34b020b3.pdf | https://www.unikeyic.com/products/fiber-optic-cables-and-cable-assemblies/efa04-71-001/18950036.html
EFA04-71-002 | ESSENTRA | 1: 3.6618 10: 3.2809 100: 3.2223 250: 3.1638 500: 3.1638 1,000: 3.1638 | SPLICE CABLE CLIP, BLK, 0.134", PA 6.6; Cable Clamp / Clip Type:Cable Clip; Internal Diameter:0.134"; Cable Clamp / Clip Material:Nylon 6.6 (Polyamide 6.6); Cable Clamp / Clip Colour:Black; External Length:1.283"; Height |  |  | EFA04 | [10 empty] | - | [9 empty] | 1 (Unlimited) |  |  |  |  | Bulk |  |  |  | 4104989 |  | Richco, EFA04 |  | 6-Way, 3.4mm Dia Couplers or Components |  |  |  |  | 76 | https://www.unikeyic.com/media/datasheet/3d/7b/2ce8/3d/6b4b34afbb0f0409300c8c7c34b020b3.pdf | https://www.unikeyic.com/products/fiber-optic-cables-and-cable-assemblies/efa04-71-002/15491166.html
EFA04-71-003 | ESSENTRA | 1: 3.2738 10: 2.9333 100: 2.8809 250: 2.8285 500: 2.8285 1,000: 2.8285 | SPLICE CABLE CLIP, BLK, 0.154", PA 6.6; Cable Clamp / Clip Type:Cable Clip; Internal Diameter:0.154"; Cable Clamp / Clip Material:Nylon 6.6 (Polyamide 6.6); Cable Clamp / Clip Colour:Black; External L 66AJ3598 |  |  | EFA04 | [10 empty] | - | [9 empty] | 1 (Unlimited) |  |  |  |  | Bulk |  |  |  | 4104990 |  | Richco, EFA04 |  | 4-Way, 3.9mm Dia Couplers or Components |  |  |  |  | 86 | https://www.unikeyic.com/media/datasheet/3d/7b/2ce8/3d/6b4b34afbb0f0409300c8c7c34b020b3.pdf | https://www.unikeyic.com/products/fiber-optic-cables-and-cable-assemblies/efa04-71-003/21107602.html
EFA04-76-001 | ESSENTRA | 1: 10.1501 10: 9.4734 25: 9.3042 100: 9.1351 250: 9.1351 500: 9.1351 | Fiber Reel, 35mm Radius, 8mm Thick, Nylon, Black |  |  | EFA04 | [10 empty] | Break-Away, Screw Mount | [9 empty] | 1 (Unlimited) |  |  |  |  | Bulk | [5 empty] | Richco, EFA04 |  | 35.0mm Reel Radius, Holds 15.0m 900 Micron Fiber |  |  |  |  | 99 | https://www.unikeyic.com/media/datasheet/3d/7b/2ce8/3d/6b4b34afbb0f0409300c8c7c34b020b3.pdf | https://www.unikeyic.com/products/fiber-optic-cables-and-cable-assemblies/efa04-76-001/14336394.html
EFA52 02 ASS | ESSENTRA | 1: 8.0631 10: 7.0956 100: 6.9665 250: 6.9665 500: 6.9665 1,000: 6.9665 | Cable Accessories Strain Relief Flame Retardant Nylon 6 Black Bag |  |  | EFA52 | [10 empty] | Panel Mount, 2 Fiber Caps Supplied | [9 empty] | 1 (Unlimited) |  |  |  |  | Bulk |  |  |  | 3811904 |  | Richco |  | 3.5mm Inner Diameter |  |  |  |  | 81 | https://www.unikeyic.com/media/datasheet/3d/7b/2ce8/3d/6b4b34afbb0f0409300c8c7c34b020b3.pdf | https://www.unikeyic.com/products/fiber-optic-cables-and-cable-assemblies/efa52-02-ass/18129167.html
EFA70-01-001 | ESSENTRA | 10: 1.4123 100: 1.3871 500: 1.3619 1,000: 1.3619 2,500: 1.3619 | Strain Relief Boot 900 Micron Fiber Black |  |  | EFA70 | [10 empty] | - | [9 empty] | 1 (Unlimited) |  |  |  |  | Bulk |  |  |  | 4104998 |  | Richco, EFA70 |  | - |  |  |  |  | 230 | https://www.unikeyic.com/media/datasheet/3d/7b/2ce8/3d/6b4b34afbb0f0409300c8c7c34b020b3.pdf | https://www.unikeyic.com/products/fiber-optic-cables-and-cable-assemblies/efa70-01-001/17789547.html
EFA70-07-001 | ESSENTRA | 10: 1.3906 100: 1.3658 500: 1.3409 1,000: 1.3409 2,500: 1.3409 | Connector Accessories Strain Relief Straight Thermoplastic Elastomer Black |  |  | EFA70 | [10 empty] | - | [9 empty] | 1 (Unlimited) |  |  |  |  | Bulk |  |  |  | 3811908 |  | Richco, EFA70 |  | 19.9mm Length |  |  |  |  | 198 | https://www.unikeyic.com/media/datasheet/e8/66/b784/e8/30602876591887d7252a50175ed9ede4.pdf | https://www.unikeyic.com/products/fiber-optic-cables-and-cable-assemblies/efa70-07-001/18891869.html
F91BN1NNNSNM001 | PANDUIT | 1: 13.7104 10: 13.7104 25: 13.2207 100: 13.2207 250: 13.2207 500: 13.2207 | FIBRE OPTICS, LC SIMPLEX TO FREE END, 1M; Fibre Optic Connector A:LC Simplex; Fibre Optic Connector B:Free / Stripped End; No. of Fibers:1Fibres; Fibre Type:Singlemode; Lead Length - Metric:1m; Fibre Diameter:9um / 125um | LC | Cable | F91BN1 | 29mm | 0.03" (0.9mm) | Buffered Fiber |  |  | Blue | Black |  |  |  | - | 9/125 |  | 0.35dB |  | - |  |  |  | 3.3' (1.0m) | Not Applicable |  |  |  | - | Bulk |  | - | 55dB |  |  | Opti-Core® | [6 empty] | 114 | https://www.unikeyic.com/media/datasheet/be/a5/28da/be/b2ae37ed670a8e9b640cc66d88644996.pdf | https://www.unikeyic.com/products/fiber-optic-cables-and-cable-assemblies/f91bn1nnnsnm001/20513183.html
F92ELLNSNSNM003 | PANDUIT | 1: 66.4567 | OS1/OS2 2-FIBER 1.6MM JACKET, PA | LC Duplex | SC Duplex | F92ELL | 16mm | 0.06" (1.6mm) | - |  |  | - | - |  |  |  | Low Smoke, Zipcord | - |  | - |  | Low Smoke Zero Halogen (LSZH) |  |  |  | 9.8' (3.0m) | Not Applicable |  |  |  | -20°C ~ 70°C | Bulk |  | LSZH | 55dB |  |  | Opti-Core® | [6 empty] | 2 | https://www.unikeyic.com/media/about_us/Unikey_ISO_9001_Certification.pdf | https://www.unikeyic.com/products/fiber-optic-cables-and-cable-assemblies/f92ellnsnsnm003/15417284.html
F92ERLNLNSNM001 | PANDUIT | 1: 58.0138 5: 56.9778 10: 55.9418 25: 55.9418 50: 55.9418 100: 55.9418 | FIBRE OPTICS, LC DUPLEX TO LC DUPLEX, 1M; Fibre Optic Connector A:LC Duplex; Fibre Optic Connector B:LC Duplex; No. of Fibers:2Fibres; Fibre Type:Singlemode; Lead Length - Metric:1m; Fibre Diameter:9um / 125um 67W7975 | LC Duplex | LC Duplex | F92ERL | 16mm | 0.06" (1.6mm) | Twin Zip |  |  | Yellow | Blue |  |  |  | Riser, Zipcord | 9/125 |  | 0.25dB |  | - |  |  |  | 3.3' (1.0m) | Not Applicable |  |  |  | -20°C ~ 70°C | Bulk |  | OFNR | 55dB | 7919940 |  | Opti-Core® | [6 empty] | 5 | https://www.unikeyic.com/media/datasheet/be/a5/28da/be/b2ae37ed670a8e9b640cc66d88644996.pdf | https://www.unikeyic.com/products/fiber-optic-cables-and-cable-assemblies/f92erlnlnsnm001/16525677.html
F92ERLNLNSNM002 | PANDUIT | 1: 58.796 5: 57.746 10: 56.6961 25: 56.6961 50: 56.6961 100: 56.6961 | FIBRE OPTICS, LC DUPLEX TO LC DUPLEX, 2M; Fibre Optic Connector A:LC Duplex; Fibre Optic Connector B:LC Duplex; No. of Fibers:2Fibres; Fibre Type:Singlemode; Lead Length - Metric:2m; Fibre Diameter:9um / 125um 67W7976 | LC Duplex | LC Duplex | F92ERL | 16mm | 0.06" (1.6mm) | Twin Zip |  |  | Yellow | Blue |  |  |  | Riser, Zipcord | 9/125 |  | 0.25dB |  | - |  |  |  | 6.6' (2.0m) | Not Applicable |  |  |  | -20°C ~ 70°C | Bulk |  | OFNR | 55dB | 7919941 |  | Opti-Core® | [6 empty] | 1 | https://www.unikeyic.com/media/datasheet/80/e3/d8c5/80/ea36b06ebed42dd30f044d40c49e9006.pdf | https://www.unikeyic.com/products/fiber-optic-cables-and-cable-assemblies/f92erlnlnsnm002/20817090.html
F92ERLNLNSNM003 | PANDUIT | 1: 56.1669 5: 55.1639 10: 54.1609 25: 54.1609 50: 54.1609 100: 54.1609 | FIBRE OPTIC CABLE, LC-LC DUPLEX, 3M; | LC Duplex | LC Duplex | F92ERL | 16mm | 0.06" (1.6mm) | Twin Zip |  |  | Yellow | Blue |  |  |  | Riser, Zipcord | 9/125 |  | 0.25dB |  | - |  |  |  | 9.8' (3.0m) | Not Applicable |  |  |  | -20°C ~ 70°C | Bulk |  | OFNR | 55dB | 7919942 |  | Opti-Core® | [6 empty] | 19 | https://www.unikeyic.com/media/datasheet/be/a5/28da/be/b2ae37ed670a8e9b640cc66d88644996.pdf | https://www.unikeyic.com/products/fiber-optic-cables-and-cable-assemblies/f92erlnlnsnm003/16938687.html
F92ERLNLNSNM004 | PANDUIT | 1: 60.393 5: 59.3145 10: 58.2361 25: 58.2361 50: 58.2361 100: 58.2361 | FIBRE OPTICS, LC DUPLEX TO LC DUPLEX, 4M; Fibre Optic Connector A:LC Duplex; Fibre Optic Connector B:LC Duplex; No. of Fibers:2Fibres; Fibre Type:Singlemode; Lead Length - Metric:4m; Fibre Diameter:9um / 125um 67W7978 | LC Duplex | LC Duplex | F92ERL | 16mm | 0.06" (1.6mm) | Twin Zip |  |  | Yellow | Blue |  |  |  | Riser, Zipcord | 9/125 |  | 0.25dB |  | - |  |  |  | 13.1' (4.0m) | Not Applicable |  |  |  | -20°C ~ 70°C | Bulk |  | OFNR | 55dB |  |  | Opti-Core® | [6 empty] | 8 | https://www.unikeyic.com/media/datasheet/be/a5/28da/be/b2ae37ed670a8e9b640cc66d88644996.pdf | https://www.unikeyic.com/products/fiber-optic-cables-and-cable-assemblies/f92erlnlnsnm004/18641496.html
F92ERLNLNSNM005 | PANDUIT | 1: 61.2078 5: 60.1148 10: 59.0218 25: 59.0218 50: 59.0218 100: 59.0218 | FIBRE OPTICS, LC DUPLEX TO LC DUPLEX, 5M; Fibre Optic Connector A:LC Duplex; Fibre Optic Connector B:LC Duplex; No. of Fibers:2Fibres; Fibre Type:Singlemode; Lead Length - Metric:5m; Fibre Diameter:9um / 125um 67W7979 | LC Duplex | LC Duplex | F92ERL | 16mm | 0.06" (1.6mm) | Twin Zip |  |  | Yellow | Blue |  |  |  | Riser, Zipcord | 9/125 |  | 0.25dB |  | - |  |  |  | 16.4' (5.0m) | Not Applicable |  |  |  | -20°C ~ 70°C | Bulk |  | OFNR | 55dB | 7919944 |  | Opti-Core® | [6 empty] | 12 | https://www.unikeyic.com/media/datasheet/be/a5/28da/be/b2ae37ed670a8e9b640cc66d88644996.pdf | https://www.unikeyic.com/products/fiber-optic-cables-and-cable-assemblies/f92erlnlnsnm005/16432062.html
F92ERLNLNSNM008 | PANDUIT | 1: 66.2188 | LC TO LC 9/125 26.2' (8.0 m) | LC Duplex | LC Duplex | F92ERL | 16mm | 0.06" (1.6mm) | Twin Zip |  |  | Yellow | Black |  |  |  | Riser, Zipcord | 9/125 |  | 0.25dB |  | - |  |  |  | 26.2' (8.0m) | Not Applicable |  |  |  | -20°C ~ 70°C | Bulk |  | OFNR | 55dB |  |  | Opti-Core® | [6 empty] | 5 | https://www.unikeyic.com/media/datasheet/80/e3/d8c5/80/ea36b06ebed42dd30f044d40c49e9006.pdf | https://www.unikeyic.com/products/fiber-optic-cables-and-cable-assemblies/f92erlnlnsnm008/24987494.html
F92ERQ1Q1SNM001 | PANDUIT | 1: 61.8488 5: 60.7443 10: 59.6399 25: 59.6399 50: 59.6399 100: 59.6399 | FIBRE OPTICS, LC DUPLEX TO LC DUPLEX, 1M; Fibre Optic Connector A:LC Duplex; Fibre Optic Connector B:LC Duplex; No. of Fibers:2Fibres; Fibre Type:Singlemode; Lead Length - Metric:1m; Fibre Diameter:9um / 125um 67Y4792 | LC Duplex | LC Duplex | F92ERQ | 16mm | 0.06" (1.6mm) | Twin Zip |  |  | Yellow | Blue |  |  |  | Riser, Zipcord | 9/125 |  | 0.35dB, 0.50dB |  | - |  |  |  | 3.3' (1.0m) | Not Applicable |  |  |  | -10°C ~ 60°C | Bulk |  | OFNR | 55dB |  |  | Opti-Core® | [6 empty] | 15 | https://www.unikeyic.com/media/datasheet/d7/63/f0cb/d7/3da1e028f518c0c24846f429598512a3.pdf | https://www.unikeyic.com/products/fiber-optic-cables-and-cable-assemblies/f92erq1q1snm001/19018508.html
F92ERQ1Q1SNM008 | PANDUIT | 1: 14.8148 | OS2 2 FIBER 1.6MM JACKET PATCH C | LC Duplex | LC Duplex | F92ERQ | 16mm | 0.06" (1.6mm) | Twin Zip |  |  | Yellow | Blue |  |  |  | Riser, Zipcord | 9/125 |  | 0.35dB, 0.50dB |  | - |  |  |  | 26.2' (8.0m) | Not Applicable |  |  |  | -10°C ~ 60°C | Bulk |  | OFNR | 55dB |  |  | Opti-Core® | [6 empty] | 787 | https://www.unikeyic.com/media/about_us/Unikey_ISO_9001_Certification.pdf | https://www.unikeyic.com/products/fiber-optic-cables-and-cable-assemblies/f92erq1q1snm008/18027112.html
F92ERQ1Q1SNM015 | PANDUIT | 1: 76.2473 10: 70.8971 25: 68.8667 50: 67.3666 100: 65.8972 250: 64.0002 500: 62.5993 1,000: 61.2264 | LC TO LC 9/125 49.2' (15.0m) | LC Duplex | LC Duplex | F92ERQ | 16mm | 0.06" (1.6mm) | Twin Zip |  |  | Yellow | Blue |  |  |  | Riser, Zipcord | 9/125 |  | 0.35dB, 0.50dB |  | - |  |  |  | 49.2' (15.0m) | Not Applicable |  |  |  | -10°C ~ 60°C | Bulk |  | OFNR | 55dB |  |  | Opti-Core® | [6 empty] | 2 | https://www.unikeyic.com/media/about_us/Unikey_ISO_9001_Certification.pdf | https://www.unikeyic.com/products/fiber-optic-cables-and-cable-assemblies/f92erq1q1snm015/19545178.html
F9TSR17NNSNM001 | PANDUIT | 1: 371.6721 | 12-FIBER OS2 INDOOR TRUNK RISER | LC (12) | Cable | F9TSR17 | - | - | Trunk |  |  | Yellow | Blue |  |  |  | - | 9/125 |  | 0.35dB |  | - |  |  |  | 3.3' (1.0m) | Not Applicable |  |  |  | - | Bulk |  | - | - |  |  | Opti-Core® | [6 empty] | 9 | https://www.unikeyic.com/media/about_us/Unikey_ISO_9001_Certification.pdf | https://www.unikeyic.com/products/fiber-optic-cables-and-cable-assemblies/f9tsr17nnsnm001/19281556.html
F9TSR17NNSNM003 | PANDUIT | 1: 386.6282 | LC (12) TO 9/125 9.8' (3.0 m) | LC (12) | Cable | F9TSR17 | - | - | Trunk |  |  | Yellow | Blue |  |  |  | - | 9/125 |  | 0.35dB |  | - |  |  |  | 9.8' (3.0m) | Not Applicable |  |  |  | - | Bulk |  | - | - | 7996747 |  | Opti-Core® | [6 empty] | 3 | https://www.unikeyic.com/media/about_us/Unikey_ISO_9001_Certification.pdf | https://www.unikeyic.com/products/fiber-optic-cables-and-cable-assemblies/f9tsr17nnsnm003/23534427.html
FCBG110SD1C15 | FINISAR | 1: 55.7668 10: 51.7835 100: 49.7919 | [13 empty] | FCBG110SD1C15 FINISAR | [16 empty] | On sale |  |  |  | bulk | [7 empty] | 1 | https://www.unikeyic.com/media/datasheet/90/7e/0653/90/421a4812abaae206e35066fb1928cbd5.pdf | https://www.unikeyic.com/products/fiber-optic-cables-and-cable-assemblies/fcbg110sd1c15/22141332.html
FCBG125SD1C02 | FINISAR | 1: 70.1836 10: 65.1705 100: 62.664 | Fiber optic cable assemblies 25G, full-duplex, active optical cable, SFP+ ends, electrical limiting interface, RoHS/lead free, multimode, 0/70 C operation, 2m length | [12 empty] | FCBG125SD1C02 FINISAR | [8 empty] | 200cm(Length) | [19 empty] | 1 | https://www.unikeyic.com/media/datasheet/ca/f3/8c7e/ca/a0eee791563d865fccc831b1accd88c7.pdf | https://www.unikeyic.com/products/fiber-optic-cables-and-cable-assemblies/fcbg125sd1c02/21773427.html
FCBG125SD1CA5 | FINISAR | 1: 70.1836 10: 65.1705 100: 62.664 | Fiber optic cable assemblies 25G, full-duplex, active optical cable, SFP+ ends, electrical limiting interface, RoHS/lead free, multimode, 0/70 C operation, 1.5m length | [12 empty] | FCBG125SD1CA5 FINISAR | [8 empty] | 150cm(Length) | [19 empty] | 1 | https://www.unikeyic.com/media/datasheet/ca/f3/8c7e/ca/a0eee791563d865fccc831b1accd88c7.pdf | https://www.unikeyic.com/products/fiber-optic-cables-and-cable-assemblies/fcbg125sd1ca5/18877697.html
FCBG125SD1CZ5 | FINISAR | 1: 69.2969 10: 64.3472 100: 61.8723 | Fiber optic cable assemblies 25G, full-duplex, active optical cable, SFP+ ends, electrical limiting interface, RoHS/lead free, multimode, 0/70 C operation, 0.5m length | [12 empty] | FCBG125SD1CZ5 FINISAR | [8 empty] | 500mm(Length) | [19 empty] | 1 | https://www.unikeyic.com/media/datasheet/ca/f3/8c7e/ca/a0eee791563d865fccc831b1accd88c7.pdf | https://www.unikeyic.com/products/fiber-optic-cables-and-cable-assemblies/fcbg125sd1cz5/17953861.html
FCBG414QD3C03 | FINISAR | 1: 190.9483 10: 177.3091 100: 170.4896 | [13 empty] | FCBG414QD3C03 FINISAR | [8 empty] | 300cm(Length) | [19 empty] | 1 | https://www.unikeyic.com/media/datasheet/d6/82/51c7/d6/6e8c3988f681a49961a779880d79c49c.pdf | https://www.unikeyic.com/products/fiber-optic-cables-and-cable-assemblies/fcbg414qd3c03/22097661.html
FCBN525QE1C03 | FINISAR | 1: 584.2264 10: 542.4959 100: 521.6307 | [22 empty] | 300cm(Length) | [19 empty] | 1 | https://www.unikeyic.com/media/about_us/Unikey_ISO_9001_Certification.pdf | https://www.unikeyic.com/products/fiber-optic-cables-and-cable-assemblies/fcbn525qe1c03/22023749.html
FCBN525QE1C05 | FINISAR | 1: 591.8128 10: 549.5404 100: 528.4042 | [22 empty] | 500cm(Length) | [19 empty] | 1 | https://www.unikeyic.com/media/about_us/Unikey_ISO_9001_Certification.pdf | https://www.unikeyic.com/products/fiber-optic-cables-and-cable-assemblies/fcbn525qe1c05/14436563.html
FCBN525QE1C07 | FINISAR | 1: 600.6649 10: 557.7602 100: 536.3079 | [22 empty] | 700cm(Length) | [19 empty] | 1 | https://www.unikeyic.com/media/about_us/Unikey_ISO_9001_Certification.pdf | https://www.unikeyic.com/products/fiber-optic-cables-and-cable-assemblies/fcbn525qe1c07/19602623.html
FCBR525QE1C05 | FINISAR | 1: 591.8128 10: 549.5404 100: 528.4042 | [22 empty] | 500cm(Length) | [19 empty] | 1 | https://www.unikeyic.com/media/about_us/Unikey_ISO_9001_Certification.pdf | https://www.unikeyic.com/products/fiber-optic-cables-and-cable-assemblies/fcbr525qe1c05/20359937.html
FCC-120 | Jonard Tools | 1: 110.2866 | Fiber Connector Cleaner, MPO | [15 empty] | Fiber Optic Connectors | [7 empty] | Not Applicable |  |  |  |  | Box | [5 empty] | - | - | MPO Connectors |  |  |  | 0.18 lb (81.65 g) | 2 | https://www.unikeyic.com/media/datasheet/f1/9c/84ad/f19c84ad5db6f0c18d30f9925e89602e.pdf | https://www.unikeyic.com/products/fiber-optic-cables-and-cable-assemblies/fcc-120/23469180.html
FCC-300 | Jonard Tools | 1: 89.8128 | FC、LC、LC-PC、MU、MU-PC、SC、ST Connector | [15 empty] | Fiber Optic Connectors | [7 empty] | Not Applicable |  |  |  |  | Bulk | [5 empty] | - | - | FC, LC, LC-PC, MU, MU-PC, SC, ST Connectors |  |  |  | 0.201 lb (91.17 g) | 1 | https://www.unikeyic.com/media/datasheet/66/a2/3473/66a2347302e8c1256933a405740aa9f0.pdf | https://www.unikeyic.com/products/fiber-optic-cables-and-cable-assemblies/fcc-300/21666748.html
FCCG125SD1C30 | FINISAR | 1: 153.8973 10: 142.9047 100: 137.4083 | Active Optical Cable, 25G, Full-Duplex, SFP+, Electrical Limiting Interface, RoHS/Lead Free, Multimode, 0°C~70°C, 30m, Connectivity Diagnostics | [12 empty] | FCCG125SD1C30 FINISAR | [8 empty] | 30m(Length) | [19 empty] | 1 | https://www.unikeyic.com/media/datasheet/42/1a/5686/42/e5b9fd01834986cdb1bd2522e351f7ba.pdf | https://www.unikeyic.com/products/fiber-optic-cables-and-cable-assemblies/fccg125sd1c30/17947964.html
FCCG125SD1CA5 | FINISAR | 1: 99.0153 10: 91.9428 100: 88.4065 | Fiber optic cable assemblies 25G, full-duplex, active optical cable, SFP+ ends, electrical limiting interface, RoHS/lead free, multimode, 0/70 C operation, 1.5m length, with Connectivity Diagnostics | [12 empty] | FCCG125SD1CA5 FINISAR | [8 empty] | 150cm(Length) | [19 empty] | 1 | https://www.unikeyic.com/media/datasheet/42/1a/5686/42/e5b9fd01834986cdb1bd2522e351f7ba.pdf | https://www.unikeyic.com/products/fiber-optic-cables-and-cable-assemblies/fccg125sd1ca5/21055257.html
FCCG125SD1CZ5 | FINISAR | 1: 98.1305 10: 91.1212 100: 87.6165 | Fiber optic cable assemblies 25G, full-duplex, active optical cable, SFP+ ends, electrical limiting interface, RoHS/lead free, multimode, 0/70 C operation, 0.5m length, with Connectivity Diagnostics | [12 empty] | FCCG125SD1CZ5 FINISAR | [8 empty] | 500mm(Length) | [19 empty] | 1 | https://www.unikeyic.com/media/datasheet/42/1a/5686/42/e5b9fd01834986cdb1bd2522e351f7ba.pdf | https://www.unikeyic.com/products/fiber-optic-cables-and-cable-assemblies/fccg125sd1cz5/21177354.html
FCCN410QD3C02 | FINISAR | 1: 175.7736 10: 163.2183 100: 156.9407 | Fiber optic cable assemblies Quadwire 4x10G (40G) Ethernet and Infiniband QDR QSFP Active Optical Cable with Connectivity Diagnostics | [21 empty] | 200cm(Length) | [19 empty] | 1 | https://www.unikeyic.com/media/about_us/Unikey_ISO_9001_Certification.pdf | https://www.unikeyic.com/products/fiber-optic-cables-and-cable-assemblies/fccn410qd3c02/15659249.html
FIBERLERT-125 | FLUKE | 1: 197.6828 | Fluke Networks Fiber Optic Locator | [15 empty] | Fiber Optic Cables | [7 empty] | 1 (Unlimited) |  |  |  |  | Box |  |  |  | 16016351 |  | FiberLert™ | 6.61" L x 0.98" W x 0.63" H (168.0mm x 25.0mm x 16.0mm) | APC Connectors |  |  |  | - | 51 | https://www.unikeyic.com/media/about_us/Unikey_ISO_9001_Certification.pdf | https://www.unikeyic.com/products/fiber-optic-cables-and-cable-assemblies/fiberlert-125/15426084.html
FIBLCLC1 | StarTech | 1: 30.4406 5: 27.4028 | Startech Multimode Fiber Patch Cord, LC to LC, 1m | [21 empty] | 100cm(Length) |  |  |  |  | -20℃~60℃ | [14 empty] | 30 | https://www.unikeyic.com/media/about_us/Unikey_ISO_9001_Certification.pdf | https://www.unikeyic.com/products/fiber-optic-cables-and-cable-assemblies/fiblclc1/15579364.html
FIBLCLC2 | StarTech | 1: 38.5227 5: 34.6698 | StarTech.com Multimode Fiber Patch Cord FIBLCLC Series LC-LC 2m | [12 empty] | FIBLCLC2 StarTech | [8 empty] | 200cm(Length) |  |  |  |  | -20℃~60℃ | [14 empty] | 5 | https://www.unikeyic.com/media/datasheet/51/f9/6336/51f9633640e1f93525e2761228bcbcd2.pdf | https://www.unikeyic.com/products/fiber-optic-cables-and-cable-assemblies/fiblclc2/17751124.html
FIBLCLC3 | StarTech | 1: 36.8163 5: 33.1284 | Startech Multimode Fiber Patch Cord, LC to LC, 3m | [21 empty] | 300cm(Length) |  |  |  |  | -20℃~60℃ | [14 empty] | 36 | https://www.unikeyic.com/media/about_us/Unikey_ISO_9001_Certification.pdf | https://www.unikeyic.com/products/fiber-optic-cables-and-cable-assemblies/fiblclc3/19419589.html
FIBLCLC5 | StarTech | 1: 48.4799 5: 43.6332 | Startech multimode fiber optic cable FIBLCLCseries, LCchangeLC, 5m | [21 empty] | 500cm(Length) |  |  |  |  | -20℃~60℃ | [14 empty] | 18 | https://www.unikeyic.com/media/about_us/Unikey_ISO_9001_Certification.pdf | https://www.unikeyic.com/products/fiber-optic-cables-and-cable-assemblies/fiblclc5/16059014.html
FIBLCST1 | StarTech | 1: 38.6439 5: 34.7798 | Startech multimode fiber optic cable, LCchangeST, 1m | [21 empty] | 100cm(Length) |  |  |  |  | -20℃~60℃ | [14 empty] | 14 | https://www.unikeyic.com/media/about_us/Unikey_ISO_9001_Certification.pdf | https://www.unikeyic.com/products/fiber-optic-cables-and-cable-assemblies/fiblcst1/19316496.html
FIBLCST2 | StarTech | 1: 24.99 5: 22.4773 | Startech multimode fiber optic cable, LCchangeST, 2m | [21 empty] | 200cm(Length) |  |  |  |  | -20℃~60℃ | [14 empty] | 31 | https://www.unikeyic.com/media/about_us/Unikey_ISO_9001_Certification.pdf | https://www.unikeyic.com/products/fiber-optic-cables-and-cable-assemblies/fiblcst2/17556750.html
FIBLCST3 | StarTech | 1: 38.0739 5: 34.266 | Startech multimode fiber optic cable, LCchangeST, 3m | [12 empty] | FIBLCST3 StarTech | [8 empty] | 300cm(Length) |  |  |  |  | -20℃~60℃ | [14 empty] | 4 | https://www.unikeyic.com/media/datasheet/79/b2/0aa5/79b20aa551cc1046211e16235003b43e.pdf | https://www.unikeyic.com/products/fiber-optic-cables-and-cable-assemblies/fiblcst3/17946848.html
FJ5G4LCSC-05M | UNC GROUP | 1: 19.2456 20: 18.8676 60: 18.4788 100: 18.1008 200: 17.712 | MM OM4 LC TO SC FIBER 5M | [20 empty] | 16.4' (5.0m) | [20 empty] | 65 | https://www.unikeyic.com/media/about_us/Unikey_ISO_9001_Certification.pdf | https://www.unikeyic.com/products/fiber-optic-cables-and-cable-assemblies/fj5g4lcsc-05m/1013738117.html
FJ5G4SCSC-08M | UNC GROUP | 1: 24.5484 20: 24.0624 60: 23.5764 100: 23.0796 200: 22.5936 | MM OM4 SC TO SC FIBER 8M | [20 empty] | 26.2' (8.0m) | [20 empty] | 20 | https://www.unikeyic.com/media/about_us/Unikey_ISO_9001_Certification.pdf | https://www.unikeyic.com/products/fiber-optic-cables-and-cable-assemblies/fj5g4scsc-08m/1013739570.html
FJ5GLCSC-02M | UNC GROUP | 1: 11.4696 20: 11.2428 60: 11.016 100: 10.7892 200: 10.5624 | MM OM3 LC TO SC FIBER 2M | [20 empty] | 6.6' (2.0m) | [20 empty] | 42 | https://www.unikeyic.com/media/about_us/Unikey_ISO_9001_Certification.pdf | https://www.unikeyic.com/products/fiber-optic-cables-and-cable-assemblies/fj5glcsc-02m/1013758325.html
FJ5GLCSC-03M | UNC GROUP | 1: 12.7224 20: 12.474 60: 12.2148 100: 11.9664 200: 11.7072 | MM OM3 LC TO SC FIBER 3M | [20 empty] | 9.8' (3.0m) | [20 empty] | 107 | https://www.unikeyic.com/media/about_us/Unikey_ISO_9001_Certification.pdf | https://www.unikeyic.com/products/fiber-optic-cables-and-cable-assemblies/fj5glcsc-03m/1013742117.html
FJ5GLCSC-05M | UNC GROUP | 1: 15.6168 20: 15.3144 60: 15.0012 100: 14.688 200: 14.3748 | MM OM3 LC TO SC FIBER 5M | [20 empty] | 16.4' (5.0m) | [20 empty] | 81 | https://www.unikeyic.com/media/about_us/Unikey_ISO_9001_Certification.pdf | https://www.unikeyic.com/products/fiber-optic-cables-and-cable-assemblies/fj5glcsc-05m/1013747313.html
FJ5GLCX-01M-12FR | UNC GROUP | 1: 56.3328 20: 55.2096 60: 54.0864 100: 52.9632 200: 51.8292 | FIBER PIGTAIL 12 STR OM3 LC 1M | [20 empty] | 3.3' (1.0m) | [20 empty] | 98 | https://www.unikeyic.com/media/about_us/Unikey_ISO_9001_Certification.pdf | https://www.unikeyic.com/products/fiber-optic-cables-and-cable-assemblies/fj5glcx-01m-12fr/1013746265.html
FJ5GSCSC-03M | UNC GROUP | 1: 12.7224 20: 12.474 60: 12.2148 100: 11.9664 200: 11.7072 | MM OM3 SC TO SC FIBER 3M | [20 empty] | 9.8' (3.0m) | [20 empty] | 140 | https://www.unikeyic.com/media/about_us/Unikey_ISO_9001_Certification.pdf | https://www.unikeyic.com/products/fiber-optic-cables-and-cable-assemblies/fj5gscsc-03m/1013752558.html
FJ5GSCSC-08M | UNC GROUP | 1: 20.1204 20: 19.7208 60: 19.3212 100: 18.9216 200: 18.5112 | MM OM3 SC TO SC FIBER 8M | [20 empty] | 26.2' (8.0m) | [20 empty] | 61 | https://www.unikeyic.com/media/about_us/Unikey_ISO_9001_Certification.pdf | https://www.unikeyic.com/products/fiber-optic-cables-and-cable-assemblies/fj5gscsc-08m/1013754855.html
FJ5GSCSC-20M | UNC GROUP | 1: 32.2164 20: 31.5792 60: 30.9312 100: 30.294 200: 29.646 | MM OM3 SC TO SC FIBER 20M | [20 empty] | 98.4' (30.0m) | [20 empty] | 33 | https://www.unikeyic.com/media/about_us/Unikey_ISO_9001_Certification.pdf | https://www.unikeyic.com/products/fiber-optic-cables-and-cable-assemblies/fj5gscsc-20m/1013747933.html
FJ5GSCSC-25M | UNC GROUP | 1: 36.9684 20: 36.234 60: 35.4996 100: 34.7544 200: 34.02 | MM OM3 SC TO SC FIBER 25M | [20 empty] | 98.4' (30.0m) | [20 empty] | 19 | https://www.unikeyic.com/media/about_us/Unikey_ISO_9001_Certification.pdf | https://www.unikeyic.com/products/fiber-optic-cables-and-cable-assemblies/fj5gscsc-25m/1013745368.html
FJ5GSCST-25M | UNC GROUP | 1: 37.4544 20: 36.7092 60: 35.964 100: 35.208 200: 34.4628 | MM OM3 SC TO ST FIBER 25M | [20 empty] | 82.0' (25.0m) | [20 empty] | 25 | https://www.unikeyic.com/media/about_us/Unikey_ISO_9001_Certification.pdf | https://www.unikeyic.com/products/fiber-optic-cables-and-cable-assemblies/fj5gscst-25m/1013757711.html
FJ5GSCST-30M | UNC GROUP | 1: 42.1848 20: 41.3424 60: 40.5 100: 39.6576 200: 38.8152 | MM OM3 SC TO ST FIBER 30M | [20 empty] | 98.4' (30.0m) | [20 empty] | 20 | https://www.unikeyic.com/media/about_us/Unikey_ISO_9001_Certification.pdf | https://www.unikeyic.com/products/fiber-optic-cables-and-cable-assemblies/fj5gscst-30m/1013765507.html
FJ5LCSC-03M | UNC GROUP | 1: 11.0484 20: 10.8324 60: 10.6164 100: 10.3896 200: 10.1736 | MM OM2 LC TO SC FIBER 3M | [20 empty] | 9.8' (3.0m) | [20 empty] | 68 | https://www.unikeyic.com/media/about_us/Unikey_ISO_9001_Certification.pdf | https://www.unikeyic.com/products/fiber-optic-cables-and-cable-assemblies/fj5lcsc-03m/1013764333.html
FJ5LCSC-05M | UNC GROUP | 1: 12.7008 20: 12.4524 60: 12.1932 100: 11.9448 200: 11.6856 | MM OM2 LC TO SC FIBER 5M | [20 empty] | 16.4' (5.0m) | [20 empty] | 15 | https://www.unikeyic.com/media/about_us/Unikey_ISO_9001_Certification.pdf | https://www.unikeyic.com/products/fiber-optic-cables-and-cable-assemblies/fj5lcsc-05m/1013755777.html
FJ5LCSC-08M | UNC GROUP | 1: 15.498 20: 15.1956 60: 14.8824 100: 14.5692 200: 14.2668 | MM OM2 LC TO SC FIBER 8M | [20 empty] | 26.2' (8.0m) | [20 empty] | 6 | https://www.unikeyic.com/media/about_us/Unikey_ISO_9001_Certification.pdf | https://www.unikeyic.com/products/fiber-optic-cables-and-cable-assemblies/fj5lcsc-08m/1013765693.html
FJ5SCSC-05M | UNC GROUP | 1: 12.7008 20: 12.4524 60: 12.1932 100: 11.9448 200: 11.6856 | MM OM2 SC TO SC FIBER 5M | [20 empty] | 16.4' (5.0m) | [20 empty] | 81 | https://www.unikeyic.com/media/about_us/Unikey_ISO_9001_Certification.pdf | https://www.unikeyic.com/products/fiber-optic-cables-and-cable-assemblies/fj5scsc-05m/1013758399.html
FJ5SCSC-08M | UNC GROUP | 1: 15.498 20: 15.1956 60: 14.8824 100: 14.5692 200: 14.2668 | MM OM2 SC TO SC FIBER 8M | [20 empty] | 26.2' (8.0m) | [20 empty] | 4 | https://www.unikeyic.com/media/about_us/Unikey_ISO_9001_Certification.pdf | https://www.unikeyic.com/products/fiber-optic-cables-and-cable-assemblies/fj5scsc-08m/1013737874.html
FJ6LCSC-02M | UNC GROUP | 1: 10.8 20: 10.584 60: 10.368 100: 10.152 200: 9.936 | MM OM1 LC TO SC FIBER 2M | [20 empty] | 6.6' (2.0m) | [20 empty] | 71 | https://www.unikeyic.com/media/about_us/Unikey_ISO_9001_Certification.pdf | https://www.unikeyic.com/products/fiber-optic-cables-and-cable-assemblies/fj6lcsc-02m/1013754450.html
FJ6SCSC-08M | UNC GROUP | 1: 17.226 20: 16.8912 60: 16.5456 100: 16.2 200: 15.8544 | MM OM1 SC TO SC FIBER 8M | [20 empty] | 26.2' (8.0m) | [20 empty] | 6 | https://www.unikeyic.com/media/about_us/Unikey_ISO_9001_Certification.pdf | https://www.unikeyic.com/products/fiber-optic-cables-and-cable-assemblies/fj6scsc-08m/1013759220.html
FJ9LCSC-1.5M | UNC GROUP | 1: 10.152 20: 9.9576 60: 9.7524 100: 9.5472 200: 9.342 | SINGLEMODE LC TO SC FIBER 1.5M | [20 empty] | 3.3' (1.0m) | [20 empty] | 81 | https://www.unikeyic.com/media/about_us/Unikey_ISO_9001_Certification.pdf | https://www.unikeyic.com/products/fiber-optic-cables-and-cable-assemblies/fj9lcsc-1-5m/1013743114.html
FJ9LCX-01M-12FR-900 | UNC GROUP | 1: 47.574 20: 46.6236 60: 45.6732 100: 44.7228 200: 43.7724 | PIGTAIL 12STR SM 900UM LC 1M | [20 empty] | 3.3' (1.0m) | [20 empty] | 233 | https://www.unikeyic.com/media/about_us/Unikey_ISO_9001_Certification.pdf | https://www.unikeyic.com/products/fiber-optic-cables-and-cable-assemblies/fj9lcx-01m-12fr-900/1013742549.html
FJ9SCSC-05M | UNC GROUP | 1: 12.4092 20: 12.1716 60: 11.9232 100: 11.6748 200: 11.4264 | SINGLEMODE SC TO SC FIBER 5M | [20 empty] | 16.4' (5.0m) | [20 empty] | 77 | https://www.unikeyic.com/media/about_us/Unikey_ISO_9001_Certification.pdf | https://www.unikeyic.com/products/fiber-optic-cables-and-cable-assemblies/fj9scsc-05m/1013752677.html
FJ9SCX-01M-12FR | UNC GROUP | 1: 51.3864 20: 50.3604 60: 49.3344 100: 48.3084 200: 47.2824 | FIBER PIGTAIL 12STR SM SC/UPC 1M | [20 empty] | 3.3' (1.0m) | [20 empty] | 39 | https://www.unikeyic.com/media/about_us/Unikey_ISO_9001_Certification.pdf | https://www.unikeyic.com/products/fiber-optic-cables-and-cable-assemblies/fj9scx-01m-12fr/1013750954.html
FJ9SCX-01M-SIM-900 | UNC GROUP | 1: 3.7584 20: 3.6936 60: 3.618 100: 3.5424 200: 3.4668 | FIBER PIGTAIL SM 900UM SC/UPC 1M | [20 empty] | 3.3' (1.0m) | [20 empty] | 878 | https://www.unikeyic.com/media/about_us/Unikey_ISO_9001_Certification.pdf | https://www.unikeyic.com/products/fiber-optic-cables-and-cable-assemblies/fj9scx-01m-sim-900/1013764289.html
FLC-1005 | Jonard Tools | 1: 393.0401 | FIBER OPTIC LAUNCH CABLE, 1000 M, OTDR; Accessory Type:Singlemode Fiber Optic Launch Cable, 1000 m; For Use With:OTDR Meters; Product Range:- 58AK7595 | [15 empty] | - | [7 empty] | Not Applicable |  |  |  |  | Retail Package | [5 empty] | - | - | - |  |  |  | - | 1 | https://www.unikeyic.com/media/about_us/Unikey_ISO_9001_Certification.pdf | https://www.unikeyic.com/products/fiber-optic-cables-and-cable-assemblies/flc-1005/23477645.html
FM65015 | CLIFF Electronic | 1: 4.3408 10: 3.8199 100: 3.8199 250: 3.7504 500: 3.7504 1,000: 3.7504 | OPTICAL CABLE, AUDIO PLUG, 1.5M; Connector to Connector:TOSLINK Plug to TOSLINK Plug; Cable Length - Imperial:59.05"; Cable Length - Metric:1.5m; Jacket Colour:-; Product Range:-; SVHC:No SVHC (15-Jan-2019); Connector Ty | Toslink Plug | Toslink Plug |  | - | - | - |  |  | Black | Black |  |  |  | - | - |  | 0.20dB |  | Poly-Vinyl Chloride (PVC) |  |  |  | 4.9' (1.5m) | 1 (Unlimited) |  |  |  | - | Bag |  | - | - | 20416289 |  | - | [6 empty] | 49 | https://www.unikeyic.com/media/about_us/Unikey_ISO_9001_Certification.pdf | https://www.unikeyic.com/products/fiber-optic-cables-and-cable-assemblies/fm65015/23994914.html
FM65025 | CLIFF Electronic | 1: 5.2259 10: 4.5988 100: 4.5988 250: 4.5152 500: 4.5152 1,000: 4.5152 | OPTICAL CABLE, AUDIO PLUG, 2.5M; Connector to Connector:TOSLINK Plug to TOSLINK Plug; Cable Length - Imperial:98.42"; Cable Length - Metric:2.5m; Jacket Colour:-; Product Range:-; SVHC:No SVHC (15-Jan-2019); Connector Ty | [20 empty] | 8.2' (2.5m) | [12 empty] | Bagged | [7 empty] | 55 | https://www.unikeyic.com/media/about_us/Unikey_ISO_9001_Certification.pdf | https://www.unikeyic.com/products/fiber-optic-cables-and-cable-assemblies/fm65025/25464185.html
FM65115 | CLIFF Electronic | 1: 5.6745 10: 4.9936 100: 4.9936 250: 4.9028 500: 4.9028 1,000: 4.9028 | OPTICAL CABLE, AUDIO PLUG, GOLD, 1.5M; Connector to Connector:TOSLINK Plug to TOSLINK Plug; Cable Length - Imperial:59.05"; Cable Length - Metric:1.5m; Jacket Colour:-; Product Range:-; SVHC:No SVHC (15-Jan-2019); Connec | [20 empty] | 4.9' (1.5m) | [12 empty] | Bagged | [7 empty] | 11 | https://www.unikeyic.com/media/about_us/Unikey_ISO_9001_Certification.pdf | https://www.unikeyic.com/products/fiber-optic-cables-and-cable-assemblies/fm65115/23942509.html
FMTPMFCT | PANDUIT | 1: 284.2527 10: 264.2048 25: 256.5978 50: 250.9791 100: 245.4753 250: 238.3682 |  |  |  | FMTPMF | [20 empty] | Not Applicable |  |  |  |  | Bulk | [5 empty] | * | [6 empty] | 8 | https://www.unikeyic.com/media/datasheet/4d/9e/f1a8/4d9ef1a8a9cc57079ca661e5a665aead.pdf | https://www.unikeyic.com/products/fiber-optic-cables-and-cable-assemblies/fmtpmfct/19142459.html
FO-10GGBLCX20-010 | Amphenol | 1: 61.4003 10: 52.1855 25: 48.9197 50: 46.5869 100: 44.3658 250: 41.9273 | LC TO LC 50/125 32.8' (10.0m) | LC Duplex | LC Duplex |  | - | 0.17" (4.3mm) | - |  |  | Aqua | Beige |  |  |  | - | 50/125 |  | 0.30dB |  | Low Smoke Zero Halogen (LSZH) |  |  |  | 32.8' (10.0m) | Not Applicable |  |  |  | - | Bag |  | - | 55dB | 15789472 |  | - | [6 empty] | 1 | https://www.unikeyic.com/media/about_us/Unikey_ISO_9001_Certification.pdf | https://www.unikeyic.com/products/fiber-optic-cables-and-cable-assemblies/fo-10ggblcx20-010/17546210.html
FO1 | HellermannTyton | 1: 37.7892 10: 32.1155 25: 30.1047 50: 28.6686 100: 27.3012 250: 25.594 | CLEANER | [15 empty] | Fiber Optic Connectors | [7 empty] | 1 (Unlimited) |  |  |  |  | Bulk |  |  |  | 4434438 |  | - | - | - |  |  |  | - | 135 | https://www.unikeyic.com/media/datasheet/e7/0b/51ac/e7/62c91d8948127caf08a30352abf7ee27.pdf | https://www.unikeyic.com/products/fiber-optic-cables-and-cable-assemblies/fo1/15077501.html
FOCRZ06Y | PANDUIT | 1: 4.9298 5: 3.8902 10: 3.8069 25: 3.6991 50: 3.6194 100: 3.5412 | CBL FBR OPTIC 125UM FEET |  |  | FOCRZ06 | 66.04mm |  |  | 125µm | - |  |  | 50µm | - |  | 6 Fibers |  |  |  | 0.256" (6.50mm) | - | Black | Enter Number of Feet in Order Quantity |  |  | Not Applicable |  |  |  | -40°C ~ 75°C |  |  | OFNR |  |  |  | Opti-Core® |  |  | 150.0' (45.7m) | Multiple Fibers | 40.8kg |  | 1386 | https://www.unikeyic.com/media/datasheet/11/f7/e6cd/11/45f8b5e43f98d9942e12ab222857906f.pdf | https://www.unikeyic.com/products/fiber-optic-cables-and-cable-assemblies/focrz06y/32251281.html
FOCRZ12Y | PANDUIT | 1: 7.241 5: 5.7218 10: 5.5976 25: 5.4389 50: 5.3216 100: 5.2065 |  |  |  | FOCRZ12 | 66.04mm |  |  | 125µm | - |  |  | 50µm | - |  | 6 Fibers |  |  |  | 0.256" (6.50mm) | - | Black | Enter Number of Feet in Order Quantity |  |  | Not Applicable |  |  |  | -40°C ~ 75°C |  |  | OFNR |  |  |  | Opti-Core® |  |  | 150.0' (45.7m) | Standard | 40.8kg |  | 1640 | https://www.unikeyic.com/media/about_us/Unikey_ISO_9001_Certification.pdf | https://www.unikeyic.com/products/fiber-optic-cables-and-cable-assemblies/focrz12y/13938336.html
FODLC50-CL-01 | L-com | 1: 47.3301 10: 40.2265 25: 37.7082 50: 35.9097 100: 34.1975 250: 32.0593 | Fiber Optic Cable, LC-LC, Clipped, 50/125, Straight, 2m | [12 empty] | FODLC50-CL-01 L-com | [7 empty] | 3.3' (1.0m) | [12 empty] | Bagged | [7 empty] | 13 | https://www.unikeyic.com/media/datasheet/91/65/0695/91/41b19c23cb1d27e671d44c7927c7bb92.pdf | https://www.unikeyic.com/products/fiber-optic-cables-and-cable-assemblies/fodlc50-cl-01/643942567.html
FODPX12Y | PANDUIT | 1: 6.4645 5: 5.1047 10: 4.9946 25: 4.8532 50: 4.7484 100: 4.6457 |  |  |  | FODPX12 | 58.42mm |  |  | 125µm | - |  |  | 50µm | - |  | 12 Fibers |  |  |  | 0.230" (5.84mm) | Poly-Vinyl Chloride (PVC) | Aqua | Enter Number of Feet in Order Quantity |  |  | Not Applicable |  |  |  | 0°C ~ 70°C |  |  | OFNP |  | 7950830 |  | Opti-Core® |  |  | 150.0' (45.7m) | Multiple Fibers | 13.5kg |  | 1389 | https://www.unikeyic.com/media/about_us/Unikey_ISO_9001_Certification.pdf | https://www.unikeyic.com/products/fiber-optic-cables-and-cable-assemblies/fodpx12y/21842280.html
FODRX12Y | PANDUIT | 150: 3.1283 300: 3.0607 450: 3.0217 750: 2.9734 1,050: 2.9419 1,500: 2.9089 | CBL FBR OPTIC 125UM MULMOD 45.7M |  |  | FODRX12 | [20 empty] | Not Applicable |  |  |  |  | Bulk | [5 empty] | * | [6 empty] | 450 | https://www.unikeyic.com/media/about_us/Unikey_ISO_9001_Certification.pdf | https://www.unikeyic.com/products/fiber-optic-cables-and-cable-assemblies/fodrx12y/18785796.html
FODRZ12Y | PANDUIT | 1: 7.917 5: 6.2489 10: 6.1139 25: 5.94 50: 5.8117 100: 5.686 |  |  |  | FODRZ12 | 71.12mm |  |  | 125µm | - |  |  | 50µm | - |  | 12 Fibers |  |  |  | 0.280" (7.11mm) | Poly-Vinyl Chloride (PVC) | Aqua | Enter Number of Feet in Order Quantity |  |  | Not Applicable |  |  |  | -20°C ~ 70°C |  |  | OFNR |  | 7950874 |  | Opti-Core® |  |  | 150.0' (45.7m) | Multiple Fibers | 20.4kg |  | 1236 | https://www.unikeyic.com/media/datasheet/76/71/72ed/76/ba1c2f3c3db549a846912c8744001b25.pdf | https://www.unikeyic.com/products/fiber-optic-cables-and-cable-assemblies/fodrz12y/12365927.html
FODSTC-02 | L-com | 1: 48.762 10: 41.4461 25: 38.8515 50: 36.9984 100: 35.2341 250: 33.0314 | CA ST-ST 62.5/125 DUPLEX 2M | [20 empty] | 6.6' (2.0m) | [12 empty] | Bagged | [7 empty] | 2 | https://www.unikeyic.com/media/about_us/Unikey_ISO_9001_Certification.pdf | https://www.unikeyic.com/products/fiber-optic-cables-and-cable-assemblies/fodstc-02/643970275.html
FOL50-LC | L-com | 1: 39.691 10: 33.7309 25: 31.6188 50: 30.1105 100: 28.6746 250: 26.8817 | Fiber Loopback, LC Connectors, 50/125μm | LC | LC |  | - | - | - |  |  | Orange | Beige |  |  |  | - | 50/125 |  | - |  | - |  |  |  | 0.67' (203mm) | 1 (Unlimited) |  |  |  | - | Bag |  | - | - | 21288174 |  | - | [6 empty] | 93 | https://www.unikeyic.com/media/about_us/Unikey_ISO_9001_Certification.pdf | https://www.unikeyic.com/products/fiber-optic-cables-and-cable-assemblies/fol50-lc/643974612.html
FOLPC-2.5MM | PANDUIT | 1: 77.63 | 2.5MM MM FIBER OPTIC PATCH CORD |  |  | FOLPC | [20 empty] | Not Applicable |  |  |  |  | Bulk | [5 empty] | OptiCam® |  | MM Connectors |  |  |  | - | 5 | https://www.unikeyic.com/media/pdf/ProductDrawings/panduit/97/ce/939c/folpc-2-5mm/2025/12/2ae749e20b5123b9d344baa8a8c159d08e1e291a.pdf | https://www.unikeyic.com/products/fiber-optic-cables-and-cable-assemblies/folpc-2-5mm/20647396.html
FOPC-02-02-100-12-01 | samtec | 1: 1329.0048 | Cable Assembly, 3mm Round Jacket, 100m, MTP to MTP, 12 to 12 POS, F-F, Bag | [33 empty] | bulk | [7 empty] | 4 | https://www.unikeyic.com/media/about_us/Unikey_ISO_9001_Certification.pdf | https://www.unikeyic.com/products/fiber-optic-cables-and-cable-assemblies/fopc-02-02-100-12-01/644041107.html
FOSMF | PANDUIT | 1: 115.8869 5: 115.8869 10: 113.7798 25: 113.7798 50: 113.7798 100: 113.7798 | Fiber Splice Tray |  |  | FOSM | [10 empty] | - | [9 empty] | Not Applicable |  |  |  |  | Bulk | [5 empty] | Opticom® |  | Protects up to 24 Single Fusion Splices |  |  |  |  | 11 | https://www.unikeyic.com/media/datasheet/26/2a/5344/26/56fa5dc53ec3a7ebccbf4dcca20134b0.pdf | https://www.unikeyic.com/products/fiber-optic-cables-and-cable-assemblies/fosmf/16919998.html
FP1LDST002M | BELDEN | 1: 45.1259 10: 38.3538 25: 35.9529 50: 34.238 100: 32.6055 250: 30.5668 | TO | LC Duplex | ST | FP1LD | - | - | - |  |  | - | Beige |  |  |  | - | 62.5/125 |  | 0.25dB |  | - |  |  |  | 6.6' (2.0m) | Not Applicable |  |  |  | - | Bulk |  | - | 30dB |  |  | FP | [6 empty] | 15 | https://www.unikeyic.com/media/datasheet/b7/58/3909/b75839095930b40ca80bad94eac1cce6.pdf | https://www.unikeyic.com/products/fiber-optic-cables-and-cable-assemblies/fp1ldst002m/16878078.html
FP3LDST002M | BELDEN | 1: 43.0624 10: 36.5968 25: 34.3061 50: 32.6694 100: 31.1115 250: 29.1663 | TO | LC Duplex | ST | FP3LD | - | - | - |  |  | - | Aqua |  |  |  | - | 50/125 |  | 0.25dB |  | - |  |  |  | 6.6' (2.0m) | Not Applicable |  |  |  | -40°C ~ 75°C | Bulk |  | - | 30dB | 8797016 |  | FP | [6 empty] | 142 | https://www.unikeyic.com/media/about_us/Unikey_ISO_9001_Certification.pdf | https://www.unikeyic.com/products/fiber-optic-cables-and-cable-assemblies/fp3ldst002m/14961418.html
FPSLDLD003M | BELDEN | 1: 56.5043 10: 48.0274 25: 45.0217 50: 42.8744 100: 40.8305 250: 38.2876 | FXPC OS2 LC_DX LC_DX 3M | [29 empty] | On sale | [11 empty] | 1 | https://www.unikeyic.com/media/about_us/Unikey_ISO_9001_Certification.pdf | https://www.unikeyic.com/products/fiber-optic-cables-and-cable-assemblies/fpsldld003m/15156562.html
FPSLDLD005M | BELDEN | 1: 60.8168 10: 51.696 25: 48.4606 50: 46.1497 100: 43.9496 250: 41.4972 | FXPC OS2 LC_DX LC_DX 5M | LC Duplex | LC Duplex | FPSLD | - | - | - |  |  | - | Blue |  |  |  | - | 9/125 |  | 0.35dB |  | - |  |  |  | 16.4' (5.0m) | Not Applicable |  |  |  | -40°C ~ 75°C | Bulk |  | - | 55dB | 8799303 |  | FP | [6 empty] | 1 | https://www.unikeyic.com/media/about_us/Unikey_ISO_9001_Certification.pdf | https://www.unikeyic.com/products/fiber-optic-cables-and-cable-assemblies/fpsldld005m/16095514.html
FPSLILI003M | BELDEN | 1: 44.056 | TO | LC | LC | FPSLI | - | - | - |  |  | - | Blue |  |  |  | - | 9/125 |  | 0.35dB |  | - |  |  |  | 9.8' (3.0m) | Not Applicable |  |  |  | - | Bulk |  | - | 55dB |  |  | FP | [6 empty] | 2 | https://www.unikeyic.com/media/about_us/Unikey_ISO_9001_Certification.pdf | https://www.unikeyic.com/products/fiber-optic-cables-and-cable-assemblies/fpslili003m/18982038.html
FS-616 | Jonard Tools | 10: 48.573 | [16 empty] | Fiber Optic Cables | [7 empty] | Not Applicable |  |  |  |  | Bulk | [5 empty] | - | - | Carbide |  |  |  |  | 27 | https://www.unikeyic.com/media/datasheet/d0/0e/b4e9/d00eb4e9caf3d3a5017a714b57784b7b.pdf | https://www.unikeyic.com/products/fiber-optic-cables-and-cable-assemblies/fs-616/19948402.html
FSCP912Y | PANDUIT | 1: 9.1203 5: 8.675 10: 8.4881 25: 8.2463 50: 8.068 100: 7.8935 |  |  |  | FSCP912 | 142.24mm |  |  | - | - |  |  | - | - |  | 12 Fibers |  |  |  | 0.290" (7.37mm) | - | Black | Enter Number of Feet in Order Quantity |  |  | Not Applicable |  |  |  | -40°C ~ 70°C |  |  | OFNP |  | 7952364 |  | Opti-Core® |  |  | 150.0' (45.7m) | Multiple Fibers | 40.8kg |  | 3279 | https://www.unikeyic.com/media/about_us/Unikey_ISO_9001_Certification.pdf | https://www.unikeyic.com/products/fiber-optic-cables-and-cable-assemblies/fscp912y/19955514.html
FSCR906Y | PANDUIT | 5: 3.1816 10: 2.5869 25: 2.5139 50: 2.4595 100: 2.4065 | Fiber Optic Cable 6Fibers 6.5mm Black |  |  | FSCR906 | 142.24mm |  |  | 125µm | - |  |  | - | - |  | 6 Fibers |  |  |  | 0.310" (7.87mm) | - | Black | Enter Number of Feet in Order Quantity |  |  | Not Applicable |  |  |  | -40°C ~ 75°C |  |  | OFNR |  | 7952498 |  | Opti-Core® |  |  | 150.0' (45.7m) | Multiple Fibers | 40.8kg |  | 714 | https://www.unikeyic.com/media/datasheet/11/f7/e6cd/11/45f8b5e43f98d9942e12ab222857906f.pdf | https://www.unikeyic.com/products/fiber-optic-cables-and-cable-assemblies/fscr906y/27725840.html
FSDP906Y | PANDUIT | 3,000: 2.3899 6,000: 2.338 9,000: 2.3081 15,000: 2.271 21,000: 2.2468 30,000: 2.2215 |  |  |  | FSDP906 | [20 empty] | Not Applicable |  |  |  |  | Bulk | [5 empty] | * | [6 empty] | 6054 | https://www.unikeyic.com/media/about_us/Unikey_ISO_9001_Certification.pdf | https://www.unikeyic.com/products/fiber-optic-cables-and-cable-assemblies/fsdp906y/16649042.html
FSDR912Y | PANDUIT | 1: 5.7098 5: 4.5104 10: 4.4132 25: 4.2883 50: 4.1955 100: 4.1049 |  |  |  | FSDR912 | 71.12mm |  |  | 125µm | - |  |  | 8.2µm | - |  | - |  |  |  | 0.280" (7.11mm) | Poly-Vinyl Chloride (PVC) | Yellow | Enter Number of Feet in Order Quantity |  |  | Not Applicable |  |  |  | -20°C ~ 70°C |  |  | OFNR |  | 7952785 |  | Opti-Core® |  |  | 150.0' (45.7m) | Multiple Fibers | 20.4kg |  | 1619 | https://www.unikeyic.com/media/about_us/Unikey_ISO_9001_Certification.pdf | https://www.unikeyic.com/products/fiber-optic-cables-and-cable-assemblies/fsdr912y/20282049.html
FSDR924Y | PANDUIT | 1: 6.1259 5: 4.8411 10: 4.7373 25: 4.6025 50: 4.5031 100: 4.4057 |  |  |  | FSDR924 | 81.28mm |  |  | 125µm | - |  |  | 9µm | - |  | - |  |  |  | 0.320" (8.13mm) | - | Yellow | Enter Number of Feet in Order Quantity - Continuous Strip |  |  | Not Applicable |  |  |  | -20°C ~ 70°C |  |  | - |  |  |  | Opti-Core® |  |  |  | Standard | 81.6kg |  | 362 | https://www.unikeyic.com/media/about_us/Unikey_ISO_9001_Certification.pdf | https://www.unikeyic.com/products/fiber-optic-cables-and-cable-assemblies/fsdr924y/15555751.html
FSP200 | Tempo Communications | 1: 8325.4796 | [16 empty] | P2P Installations | [7 empty] | Not Applicable |  |  |  |  | Box | [5 empty] | - | - | - |  |  |  | - | 1 | https://www.unikeyic.com/media/about_us/Unikey_ISO_9001_Certification.pdf | https://www.unikeyic.com/products/fiber-optic-cables-and-cable-assemblies/fsp200/17326693.html
FSP200-KIT1 | Tempo Communications | 1: 6907.8728 | FUSION SPLICER KIT, SPLICER/CLEAVER; |  |  | FSP200 | [12 empty] | - | [7 empty] | Not Applicable |  |  |  |  | Box |  |  |  | 12315883 |  | - | - | - |  |  |  | - | 1 | https://www.unikeyic.com/media/about_us/Unikey_ISO_9001_Certification.pdf | https://www.unikeyic.com/products/fiber-optic-cables-and-cable-assemblies/fsp200-kit1/19631515.html
FSPP906Y | PANDUIT | 150: 5.5005 300: 5.3813 450: 5.3128 750: 5.2275 1,050: 5.1721 1,500: 5.114 |  |  |  | FSPP906 | [20 empty] | Not Applicable |  |  |  |  | Bulk | [5 empty] | * | [6 empty] | 1640 | https://www.unikeyic.com/media/about_us/Unikey_ISO_9001_Certification.pdf | https://www.unikeyic.com/products/fiber-optic-cables-and-cable-assemblies/fspp906y/23391770.html
FSPR912Y | PANDUIT | 1: 9.0875 5: 8.6406 10: 8.4536 25: 8.213 50: 8.0353 100: 7.8616 |  |  |  | FSPR912 | 149.86mm |  |  | 125µm | - |  |  | 9µm | - |  | - |  |  |  | 0.590" (14.99mm) | - | Yellow | Enter Number of Feet in Order Quantity |  |  | Not Applicable |  |  |  | -40°C ~ 75°C |  |  | OFCR |  | 7954535 |  | Opti-Core® |  |  | 150.0' (45.7m) | Multiple Fibers | 20.4kg |  | 1640 | https://www.unikeyic.com/media/about_us/Unikey_ISO_9001_Certification.pdf | https://www.unikeyic.com/products/fiber-optic-cables-and-cable-assemblies/fspr912y/21494752.html
FSTN912 | PANDUIT | 5: 2.8174 10: 2.2897 25: 2.2247 50: 2.1768 100: 2.1299 |  |  |  |  | 101.6mm |  |  | 125µm | - |  |  | 9µm | - |  | - |  |  |  | 0.400" (10.16mm) | Polyethylene (MDPE) | Black | Enter Number of Feet in Order Quantity |  |  | Not Applicable |  |  |  | -40°C ~ 70°C |  |  | - |  | 7954814 |  | Opti-Core® |  |  | 3280.0' (999.7m) | Multiple Fibers | 81.6kg |  | 518 | https://www.unikeyic.com/media/about_us/Unikey_ISO_9001_Certification.pdf | https://www.unikeyic.com/products/fiber-optic-cables-and-cable-assemblies/fstn912/14966710.html
FSWN924 | PANDUIT | 1: 4.6182 5: 3.646 10: 3.567 25: 3.4657 50: 3.3909 100: 3.3177 |  |  |  |  | 149.86mm |  |  | 125µm | - |  |  | 9µm | - |  | 24 Fibers, Armored, Rip Cord |  |  |  | 0.590" (14.99mm) | Polyethylene (MDPE) | Black | Enter Number of Feet in Order Quantity |  |  | Not Applicable |  |  |  | -40°C ~ 70°C |  |  | - |  | 7955051 |  | Opti-Core® |  |  | 3280.0' (999.7m) | Multiple Fibers | 81.6kg |  | 3250 | https://www.unikeyic.com/media/datasheet/32/ac/0c0e/32/38bcd58d0ec0f7c1b3da32cc1be093e5.pdf | https://www.unikeyic.com/products/fiber-optic-cables-and-cable-assemblies/fswn924/17610269.html
FTSLC900PR12 | BELDEN | 1: 133.1424 10: 113.1786 25: 106.0992 50: 101.0416 100: 97.7735 | TO | LC | Cable | FTSLC | - | - | Buffered Fiber |  |  | - | - |  |  |  | - | 9/125 |  | 0.35dB |  | - |  |  |  | - | Not Applicable |  |  |  | - | Bulk |  | - | 55dB | 8795666 |  | FT | [6 empty] | 18 | https://www.unikeyic.com/media/datasheet/9c/e5/adde/9c/edd6bf883224c68eef603e6cd5bdb35a.pdf | https://www.unikeyic.com/products/fiber-optic-cables-and-cable-assemblies/ftslc900pr12/20607203.html
FX1BN1NNNSNM001 | PANDUIT | 1: 21.3992 | FIBRE CABLE, LC-FREE END, MM, 1M; | LC | Cable | FX1BN1 | 29mm | 0.03" (0.9mm) | Buffered Fiber |  |  | Blue | Black |  |  |  | - | 50/125 |  | 0.35dB |  | - |  |  |  | 3.3' (1.0m) | Not Applicable |  |  |  | - | Bulk |  | - | 26dB |  |  | Opti-Core® | [6 empty] | 11 | https://www.unikeyic.com/media/about_us/Unikey_ISO_9001_Certification.pdf | https://www.unikeyic.com/products/fiber-optic-cables-and-cable-assemblies/fx1bn1nnnsnm001/16059108.html
FX23LSNSNSNM003 | PANDUIT | 1: 79.8038 | FIBRE CABLE, DUPLEX SC-SC, MM, 3M; | SC Duplex | SC Duplex | FX23LS | 29mm | 0.12" (3.0mm) | Buffered Fiber |  |  | Yellow | Black |  |  |  | - | 9/125 |  | 0.50dB |  | Low Smoke Zero Halogen (LSZH) |  |  |  | 9.8' (3.0m) | Not Applicable |  |  |  | -20°C ~ 70°C | Bulk |  | - | 26dB |  |  | Opti-Core® | [6 empty] | 1 | https://www.unikeyic.com/media/about_us/Unikey_ISO_9001_Certification.pdf | https://www.unikeyic.com/products/fiber-optic-cables-and-cable-assemblies/fx23lsnsnsnm003/18695090.html
FX23RSNSNSNM001 | PANDUIT | 1: 59.1094 10: 54.9659 25: 53.3929 50: 52.2315 100: 51.0931 250: 49.6242 500: 48.5388 1,000: 47.4756 | SC TO SC 50/125 3.3' (1.0m) | SC Duplex | SC Duplex | FX23RS | 29mm | 0.12" (3.0mm) | Buffered Fiber |  |  | Aqua | Black |  |  |  | - | 50/125 |  | 0.25dB |  | - |  |  |  | 3.3' (1.0m) | Not Applicable |  |  |  | -20°C ~ 70°C | Bulk |  | - | 26dB |  |  | Opti-Core® | [6 empty] | 6 | https://www.unikeyic.com/media/datasheet/80/e3/d8c5/80/ea36b06ebed42dd30f044d40c49e9006.pdf | https://www.unikeyic.com/products/fiber-optic-cables-and-cable-assemblies/fx23rsnsnsnm001/25178041.html
FX2ERLNLNSNM001 | PANDUIT | 1: 50.8544 5: 49.9463 10: 49.9463 25: 49.0382 50: 49.0382 100: 49.0382 | FIBRE OPTICS, LC DUPLEX TO LC DUPLEX, 1M; Fibre Optic Connector A:LC Duplex; Fibre Optic Connector B:LC Duplex; No. of Fibers:2Fibres; Fibre Type:Multimode; Lead Length - Metric:1m; Fibre Diameter:50um / 125um 67W7843 | LC Duplex | LC Duplex | FX2ERL | 16mm | 0.06" (1.6mm) | Twin Zip |  |  | Aqua | Black |  |  |  | Riser | 50/125 |  | 0.25dB |  | - |  |  |  | 3.3' (1.0m) | Not Applicable |  |  |  | -20°C ~ 70°C | Bulk |  | - | 26dB |  |  | Opti-Core® | [6 empty] | 9 | https://www.unikeyic.com/media/datasheet/d3/1b/4e05/d3/06db2378648a87863cb1e3566e04d2f8.pdf | https://www.unikeyic.com/products/fiber-optic-cables-and-cable-assemblies/fx2erlnlnsnm001/18159059.html
FX2ERLNLNSNM003 | PANDUIT | 1: 60.4473 5: 59.3679 10: 58.2885 25: 58.2885 50: 58.2885 100: 58.2885 | FIBRE OPTICS, LC DUPLEX TO LC DUPLEX, 3M; Fibre Optic Connector A:LC Duplex; Fibre Optic Connector B:LC Duplex; No. of Fibers:2Fibres; Fibre Type:Multimode; Lead Length - Metric:3m; Fibre Diameter:50um | LC Duplex | LC Duplex | FX2ERL | 16mm | 0.06" (1.6mm) | Twin Zip |  |  | Aqua | Black |  |  |  | Riser | 50/125 |  | 0.25dB |  | - |  |  |  | 9.8' (3.0m) | Not Applicable |  |  |  | -20°C ~ 70°C | Bulk |  | - | 26dB |  |  | Opti-Core® | [6 empty] | 7 | https://www.unikeyic.com/media/datasheet/5b/eb/a1fb/5b/11c77fb82e38902d2c1fb609999ea090.pdf | https://www.unikeyic.com/products/fiber-optic-cables-and-cable-assemblies/fx2erlnlnsnm003/17683705.html
FX2ERLNLNSNM004 | PANDUIT | 1: 62.5658 5: 61.4485 10: 60.3313 25: 60.3313 50: 60.3313 100: 60.3313 | Cable Assembly Duplex 4m LC to LC 2 to 2 POS PL-PL | LC Duplex | LC Duplex | FX2ERL | 16mm | 0.06" (1.6mm) | Twin Zip |  |  | Aqua | Black |  |  |  | Riser | 50/125 |  | 0.25dB |  | - |  |  |  | 13.1' (4.0m) | Not Applicable |  |  |  | -20°C ~ 70°C | Bulk |  | - | 26dB |  |  | Opti-Core® | [6 empty] | 9 | https://www.unikeyic.com/media/datasheet/80/e3/d8c5/80/ea36b06ebed42dd30f044d40c49e9006.pdf | https://www.unikeyic.com/products/fiber-optic-cables-and-cable-assemblies/fx2erlnlnsnm004/15025548.html
FX2ERLNLNSNM005 | PANDUIT | 1: 64.6625 5: 63.5078 10: 62.3532 25: 62.3532 50: 62.3532 100: 62.3532 | FIBRE OPTICS, LC DUPLEX TO LC DUPLEX, 5M; Fibre Optic Connector A:LC Duplex; Fibre Optic Connector B:LC Duplex; No. of Fibers:2Fibres; Fibre Type:Multimode; Lead Length - Metric:5m; Fibre Diameter:50um / 125um 67W7847 | LC Duplex | LC Duplex | FX2ERL | 16mm | 0.06" (1.6mm) | Twin Zip |  |  | Aqua | Black |  |  |  | Riser | 50/125 |  | 0.25dB |  | - |  |  |  | 13.1' (4.0m) | Not Applicable |  |  |  | -20°C ~ 70°C | Bulk |  | - | 26dB |  |  | Opti-Core® | [6 empty] | 9 | https://www.unikeyic.com/media/about_us/Unikey_ISO_9001_Certification.pdf | https://www.unikeyic.com/products/fiber-optic-cables-and-cable-assemblies/fx2erlnlnsnm005/17393870.html
FX2ERLNLNSNM007 | PANDUIT | 1: 68.8995 5: 67.6691 10: 66.4388 25: 66.4388 50: 66.4388 100: 66.4388 | FIBRE OPTICS, LC DUPLEX TO LC DUPLEX, 7M; Fibre Optic Connector A:LC Duplex; Fibre Optic Connector B:LC Duplex; No. of Fibers:2Fibres; Fibre Type:Multimode; Lead Length - Metric:7m; Fibre Diameter:50um / 125um 67W7849 | LC Duplex | LC Duplex | FX2ERL | 16mm | 0.06" (1.6mm) | Twin Zip |  |  | Aqua | Black |  |  |  | Riser | 50/125 |  | 0.25dB |  | - |  |  |  | 23.0' (7.0m) | Not Applicable |  |  |  | -20°C ~ 70°C | Bulk |  | - | 26dB |  |  | Opti-Core® | [6 empty] | 9 | https://www.unikeyic.com/media/datasheet/80/e3/d8c5/80/ea36b06ebed42dd30f044d40c49e9006.pdf | https://www.unikeyic.com/products/fiber-optic-cables-and-cable-assemblies/fx2erlnlnsnm007/16828983.html
FX2ERLNLNSNM010 | PANDUIT | 1: 75.168 5: 73.8257 10: 72.4834 25: 72.4834 50: 72.4834 100: 72.4834 | FIBRE OPTICS, LC DUPLEX TO LC DUPLEX/10M; Fibre Optic Connector A:LC Duplex; Fibre Optic Connector B:LC Duplex; No. of Fibers:2Fibres; Fibre Type:Multimode; Lead Length - Metric:10m; Fibre Diameter:50 67W7852 | LC Duplex | LC Duplex | FX2ERL | 16mm | 0.06" (1.6mm) | Twin Zip |  |  | Aqua | Black |  |  |  | Riser | 50/125 |  | 0.25dB |  | - |  |  |  | 32.8' (10.0m) | Not Applicable |  |  |  | -20°C ~ 70°C | Bulk |  | - | 26dB |  |  | Opti-Core® | [6 empty] | 1 | https://www.unikeyic.com/media/datasheet/af/00/a6ce/af/11345f7597bd2380845e08aa4794f4cd.pdf | https://www.unikeyic.com/products/fiber-optic-cables-and-cable-assemblies/fx2erlnlnsnm010/14555664.html
FX2ERLNLNSNM015 | PANDUIT | 1: 84.0583 5: 84.0583 10: 82.5299 25: 82.5299 50: 82.5299 100: 82.5299 | FIBRE OPTICS, LC DUPLEX TO LC DUPLEX/15M; Fibre Optic Connector A:LC Duplex; Fibre Optic Connector B:LC Duplex; No. of Fibers:2Fibres; Fibre Type:Multimode; Lead Length - Metric:15m; Fibre Diameter:50 67W7857 | LC Duplex | LC Duplex | FX2ERL | 16mm | 0.06" (1.6mm) | Twin Zip |  |  | Aqua | Black |  |  |  | Riser | 50/125 |  | 0.25dB |  | - |  |  |  | 49.2' (15.0m) | Not Applicable |  |  |  | -20°C ~ 70°C | Bulk |  | - | 26dB |  |  | Opti-Core® | [6 empty] | 1 | https://www.unikeyic.com/media/about_us/Unikey_ISO_9001_Certification.pdf | https://www.unikeyic.com/products/fiber-optic-cables-and-cable-assemblies/fx2erlnlnsnm015/17976213.html
FZ1BN1NNNSNM001 | PANDUIT | 1: 15.1805 5: 13.6017 10: 13.3588 50: 13.116 100: 13.116 250: 13.116 | FIBRE OPTIC CABLE, 1 FIBER, OM4; Fibre Optic Connector A:LC; Fibre Optic Connector B:Pigtail; No. of Fibers:1Fibres; Fibre Type:OM4 Multimode; Lead Length - Metric:-; Fibre Diameter:900um; Product Range:Opti-Core Series | LC | Cable | FZ1BN1 | 29mm | 0.03" (0.9mm) | Buffered Fiber |  |  | Blue | Black |  |  |  | - | 50/125 |  | 0.35dB |  | - |  |  |  | 3.3' (1.0m) | Not Applicable |  |  |  | - | Bulk |  | - | 26dB | 7920036 |  | Opti-Core® | [6 empty] | 19 | https://www.unikeyic.com/media/datasheet/2d/3b/6b1b/2d/47f6f1b5e99db56fa477fe37a0e9477f.pdf | https://www.unikeyic.com/products/fiber-optic-cables-and-cable-assemblies/fz1bn1nnnsnm001/15469687.html
FZ2ERLNLNSNM001 | PANDUIT | 1: 53.7333 5: 52.7738 10: 52.7738 25: 51.8143 50: 51.8143 100: 51.8143 | Cable Assembly Duplex 1m LC to LC 2 to 2 POS PL-PL | LC Duplex | LC Duplex | FZ2ERL | 16mm | 0.06" (1.6mm) | Twin Zip |  |  | Aqua | Black |  |  |  | Riser, Zipcord | 50/125 |  | 0.25dB |  | - |  |  |  | 3.3' (1.0m) | Not Applicable |  |  |  | -20°C ~ 70°C | Bulk |  | - | 26dB |  |  | Opti-Core® | [6 empty] | 2 | https://www.unikeyic.com/media/datasheet/80/e3/d8c5/80/ea36b06ebed42dd30f044d40c49e9006.pdf | https://www.unikeyic.com/products/fiber-optic-cables-and-cable-assemblies/fz2erlnlnsnm001/23489328.html
FZ2ERLNLNSNM003 | PANDUIT | 1: 59.7194 5: 58.653 10: 57.5866 25: 57.5866 50: 57.5866 100: 57.5866 | FIBRE OPTICS, LC DUPLEX TO LC DUPLEX, 3M; Fibre Optic Connector A:LC Duplex; Fibre Optic Connector B:LC Duplex; No. of Fibers:2Fibres; Fibre Type:Multimode; Lead Length - Metric:3m; Fibre Diameter:50um / 125um 67W7894 | LC Duplex | LC Duplex | FZ2ERL | 16mm | 0.06" (1.6mm) | Twin Zip |  |  | Aqua | Black |  |  |  | Riser, Zipcord | 50/125 |  | 0.25dB |  | - |  |  |  | 9.8' (3.0m) | Not Applicable |  |  |  | -20°C ~ 70°C | Bulk |  | - | 26dB |  |  | Opti-Core® | [6 empty] | 14 | https://www.unikeyic.com/media/datasheet/80/e3/d8c5/80/ea36b06ebed42dd30f044d40c49e9006.pdf | https://www.unikeyic.com/products/fiber-optic-cables-and-cable-assemblies/fz2erlnlnsnm003/20068045.html
FZ2ERLNLNSNM004 | PANDUIT | 1: 62.7396 5: 61.6193 10: 60.4989 25: 60.4989 50: 60.4989 100: 60.4989 | FIBRE OPTICS, LC DUPLEX TO LC DUPLEX, 4M; Fibre Optic Connector A:LC Duplex; Fibre Optic Connector B:LC Duplex; No. of Fibers:2Fibres; Fibre Type:Multimode; Lead Length - Metric:4m; Fibre Diameter:50um | LC Duplex | LC Duplex | FZ2ERL | 16mm | 0.06" (1.6mm) | Twin Zip |  |  | Aqua | Black |  |  |  | Riser, Zipcord | 50/125 |  | 0.25dB |  | - |  |  |  | 13.1' (4.0m) | Not Applicable |  |  |  | -20°C ~ 70°C | Bulk |  | - | 26dB |  |  | Opti-Core® | [6 empty] | 3 | https://www.unikeyic.com/media/datasheet/80/e3/d8c5/80/ea36b06ebed42dd30f044d40c49e9006.pdf | https://www.unikeyic.com/products/fiber-optic-cables-and-cable-assemblies/fz2erlnlnsnm004/15910211.html
FZ2ERLNLNSNM005 | PANDUIT | 1: 65.7163 5: 64.5428 10: 63.3693 25: 63.3693 50: 63.3693 100: 63.3693 | FIBRE OPTICS, LC DUPLEX TO LC DUPLEX, 5M; Fibre Optic Connector A:LC Duplex; Fibre Optic Connector B:LC Duplex; No. of Fibers:2Fibres; Fibre Type:Multimode; Lead Length - Metric:5m; Fibre Diameter:50um / 125um 67W7896 | LC Duplex | LC Duplex | FZ2ERL | 16mm | 0.06" (1.6mm) | Twin Zip |  |  | Aqua | Black |  |  |  | Riser, Zipcord | 50/125 |  | 0.25dB |  | - |  |  |  | 13.1' (4.0m) | Not Applicable |  |  |  | -20°C ~ 70°C | Bulk |  | - | 26dB |  |  | Opti-Core® | [6 empty] | 12 | https://www.unikeyic.com/media/datasheet/80/e3/d8c5/80/ea36b06ebed42dd30f044d40c49e9006.pdf | https://www.unikeyic.com/products/fiber-optic-cables-and-cable-assemblies/fz2erlnlnsnm005/16776461.html
FZ2ERLNLNSNM007 | PANDUIT | 1: 71.1049 5: 69.8352 10: 68.5654 25: 68.5654 50: 68.5654 100: 68.5654 | FIBRE OPTICS, LC DUPLEX TO LC DUPLEX, 7M; Fibre Optic Connector A:LC Duplex; Fibre Optic Connector B:LC Duplex; No. of Fibers:2Fibres; Fibre Type:Multimode; Lead Length - Metric:7m; Fibre Diameter:50um / 125um 67W7898 | LC Duplex | LC Duplex | FZ2ERL | 16mm | 0.06" (1.6mm) | Twin Zip |  |  | Aqua | Black |  |  |  | Riser, Zipcord | 50/125 |  | 0.25dB |  | - |  |  |  | 23.0' (7.0m) | Not Applicable |  |  |  | -20°C ~ 70°C | Bulk |  | - | 26dB |  |  | Opti-Core® | [6 empty] | 9 | https://www.unikeyic.com/media/datasheet/80/e3/d8c5/80/ea36b06ebed42dd30f044d40c49e9006.pdf | https://www.unikeyic.com/products/fiber-optic-cables-and-cable-assemblies/fz2erlnlnsnm007/390072.html
FZ2ERLNLNSNM010 | PANDUIT | 1: 80.5022 5: 79.0647 10: 77.6272 25: 77.6272 50: 77.6272 100: 77.6272 | FIBRE OPTICS, LC DUPLEX TO LC DUPLEX/10M; Fibre Optic Connector A:LC Duplex; Fibre Optic Connector B:LC Duplex; No. of Fibers:2Fibres; Fibre Type:Multimode; Lead Length - Metric:10m; Fibre Diameter:50um / 125um 67W7901 | LC Duplex | LC Duplex | FZ2ERL | 16mm | 0.06" (1.6mm) | Twin Zip |  |  | Aqua | Black |  |  |  | Riser, Zipcord | 50/125 |  | 0.25dB |  | - |  |  |  | 32.8' (10.0m) | Not Applicable |  |  |  | -20°C ~ 70°C | Bulk |  | OFNR | 26dB |  |  | Opti-Core® | [6 empty] | 8 | https://www.unikeyic.com/media/pdf/OtherRelatedDocuments/panduit/41/db/b05c/utp28x37bu/2025/12/8fedd10c7cb112b56cb94c3874c990a14edcd7f3.pdf | https://www.unikeyic.com/products/fiber-optic-cables-and-cable-assemblies/fz2erlnlnsnm010/30531589.html
FZ2ERQ1Q1SNM004 | PANDUIT | 1: 68.7161 10: 63.8916 | LC TO LC 50/125 13.1' (4.0 m) | LC Duplex | LC Duplex | FZ2ERQ | 16mm | 0.06" (1.6mm) | Twin Zip |  |  | Aqua | Black |  |  |  | Riser, Zipcord | 50/125 |  | 0.25dB |  | - |  |  |  | 13.1' (4.0m) | Not Applicable |  |  |  | -10°C ~ 60°C | Bulk |  | - | 26dB |  |  | Opti-Core® | [6 empty] | 10 | https://www.unikeyic.com/media/datasheet/80/e3/d8c5/80/ea36b06ebed42dd30f044d40c49e9006.pdf | https://www.unikeyic.com/products/fiber-optic-cables-and-cable-assemblies/fz2erq1q1snm004/10267902.html
FZ2ERQ1Q1SNM1.5 | PANDUIT | 1: 58.1578 10: 54.0743 25: 52.5263 50: 51.3835 | TO | LC Duplex | LC Duplex | FZ2ERQ | 16mm | 0.06" (1.6mm) | Twin Zip |  |  | Aqua | Black |  |  |  | Riser, Zipcord | 50/125 |  | 0.25dB |  | - |  |  |  | 4.9' (1.5m) | Not Applicable |  |  |  | -10°C ~ 60°C | Bulk |  | - | 26dB |  |  | Opti-Core® | [6 empty] | 58 | https://www.unikeyic.com/media/about_us/Unikey_ISO_9001_Certification.pdf | https://www.unikeyic.com/products/fiber-optic-cables-and-cable-assemblies/fz2erq1q1snm1-5/15833510.html
FZ2RPU1U1ONM003 | PANDUIT | 1: 68.8133 2: 67.3268 3: 66.4676 5: 65.4044 7: 64.711 10: 63.9845 | OM4 2F 2MM PC OFNP LC UNIBOOT /L | [12 empty] | FZ2RPU1U1ONM003 PANDUIT | [7 empty] | 9.8' (3.0m) | [12 empty] | bulk | [7 empty] | 21 | https://www.unikeyic.com/media/datasheet/9b/57/374f/9b/f2e02c452b6289f304f0fc6d79a935cc.pdf | https://www.unikeyic.com/products/fiber-optic-cables-and-cable-assemblies/fz2rpu1u1onm003/700732793.html
HFBR-END035Z | BROADCOM | 10: 153.9741 20: 142.5411 30: 137.5373 50: 129.1779 |  | SC | SC | HFBR-END035 | 35mm | 0.09" (2.2mm) | Twin Zip |  |  | - | - |  |  |  | Attenuator, Zipcord | - |  | - |  | Polyethylene (PE) |  |  |  | 114.8' (35.0m) | 1 (Unlimited) |  |  |  | -40°C ~ 85°C | Bulk |  | - | - |  |  | HFBR | [6 empty] | 17000 | https://www.unikeyic.com/media/datasheet/1c/0c/c114/1c/2bb01aa0a25961f555bbdc61d0c23192.pdf | https://www.unikeyic.com/products/fiber-optic-cables-and-cable-assemblies/hfbr-end035z/18272787.html
HFBR-EUD100Z | BROADCOM | 10: 2.4455 20: 2.4054 30: 2.3653 50: 2.2391 | Fiber Zipcord Cable 2Fibers 100m | [12 empty] | HFBR-EUD100Z BROADCOM | [13 empty] | -40℃~85℃ | [14 empty] | 6700 | https://www.unikeyic.com/media/datasheet/54/7e/06e0/54/ddc56c16587a38ee53b80a5332fc2bc7.pdf | https://www.unikeyic.com/products/fiber-optic-cables-and-cable-assemblies/hfbr-eud100z/682295146.html
HFBR-EUD500Z | BROADCOM | 500: 1.8013 | Broadcom Single Mode Fiber Optic Cable HFBR Series 500m |  |  | HFBR-EUD500 | 35mm |  |  | - | - |  |  | - | - |  | Zipcord |  |  |  | - | Polyethylene (PE) | Black | 1640.4' (500.0m) |  |  | 1 (Unlimited) |  |  |  | -55°C ~ 85°C | Bulk |  | - |  | 2220165 |  | HFBR |  |  |  | Standard | - |  | 502 | https://www.unikeyic.com/media/datasheet/3d/88/4ce8/3d/2b80b05fe66bdc2d4c39da457441f45c.pdf | https://www.unikeyic.com/products/fiber-optic-cables-and-cable-assemblies/hfbr-eud500z/18906562.html
HFBR-EUS100Z | BROADCOM | 10: 1.4492 20: 1.4254 30: 1.4017 50: 1.2918 | Fiber Optic Cable, 1 Fiber, 2.27mm, 100m |  |  | HFBR-EUS100 | 35mm |  |  | - | - |  |  | - | - |  | - |  |  |  | - | Polyethylene (PE) | - | 328.1' (100.0m) |  |  | 1 (Unlimited) |  |  |  | -55°C ~ 85°C | Bulk |  | - |  | 1990484 |  | HFBR |  |  |  | Standard | - |  | 49140 | https://www.unikeyic.com/media/datasheet/54/7e/06e0/54/ddc56c16587a38ee53b80a5332fc2bc7.pdf | https://www.unikeyic.com/products/fiber-optic-cables-and-cable-assemblies/hfbr-eus100z/21190829.html
HFBR-EUS500Z | BROADCOM | 500: 1.0235 | Fiber Optic Cable, 1 Fiber, 2.27mm, 100m |  |  | HFBR-EUS500 | 35mm |  |  | - | - |  |  | - | - |  | - |  |  |  | - | Polyethylene (PE) | - | 1640.4' (500.0m) |  |  | 1 (Unlimited) |  |  |  | -55°C ~ 85°C | Bulk |  | - |  |  |  | HFBR |  |  |  | Standard | - |  | 55500 | https://www.unikeyic.com/media/datasheet/54/7e/06e0/54/ddc56c16587a38ee53b80a5332fc2bc7.pdf | https://www.unikeyic.com/products/fiber-optic-cables-and-cable-assemblies/hfbr-eus500z/19934846.html
HFBR-RLS001Z | BROADCOM | 10: 7.2458 20: 6.9489 30: 6.1322 50: 5.1671 | Broadcom Single Mode Fiber Optic Cable, 1m | - | - | HFBR-RLS001 | 35mm | 0.09" (2.2mm) | Buffered Fiber |  |  | Black | Black |  |  |  | Attenuator | - |  | - |  | Polyethylene (PE) |  |  |  | 3.3' (1.0m) | 1 (Unlimited) |  |  |  | -55°C ~ 85°C | Bulk |  | - | - |  |  | HFBR | [6 empty] | 14980 | https://www.unikeyic.com/media/datasheet/89/fc/94b6/89/9f3677646acb9313bae591e9e5982783.pdf | https://www.unikeyic.com/products/fiber-optic-cables-and-cable-assemblies/hfbr-rls001z/14884793.html
HFBR-RLS010Z | BROADCOM | 10: 19.9261 20: 18.7085 30: 16.6446 50: 15.5013 | Broadcom Single Mode Fiber Cable, 10m | LC | LC | HFBR-RLS010 | 35mm | 0.09" (2.2mm) | Twin Zip |  |  | - | - |  |  |  | Attenuator, Zipcord | - |  | - |  | Polyethylene (PE) |  |  |  | 32.8' (10.0m) | 1 (Unlimited) |  |  |  | -40°C ~ 85°C | Bulk |  | - | - | 2220178 |  | HFBR | [6 empty] | 15000 | https://www.unikeyic.com/media/datasheet/1c/0c/c114/1c/2bb01aa0a25961f555bbdc61d0c23192.pdf | https://www.unikeyic.com/products/fiber-optic-cables-and-cable-assemblies/hfbr-rls010z/17009725.html
HFBR-RMD001Z | BROADCOM | 10: 15.9408 20: 12.4723 30: 11.3884 50: 10.3342 |  | SC Duplex | SC Duplex | HFBR-RMD001 | 35mm | 0.09" (2.2mm) | Twin Zip |  |  | - | - |  |  |  | Attenuator, Zipcord | - |  | - |  | Polyethylene (PE) |  |  |  | 3.3' (1.0m) | 1 (Unlimited) |  |  |  | -40°C ~ 85°C | Bulk |  | - | - | 2220180 |  | HFBR | [6 empty] | 14990 | https://www.unikeyic.com/media/datasheet/1c/0c/c114/1c/2bb01aa0a25961f555bbdc61d0c23192.pdf | https://www.unikeyic.com/products/fiber-optic-cables-and-cable-assemblies/hfbr-rmd001z/18436561.html
HFBR-RMD002Z | BROADCOM | 10: 15.3974 20: 14.7886 30: 14.0165 50: 12.0566 | [13 empty] | HFBR-RMD002Z BROADCOM | [7 empty] | 6.6'（2.0m） | [5 empty] | -40℃~85℃ |  |  | On sale |  |  |  | bulk | [7 empty] | 15000 | https://www.unikeyic.com/media/datasheet/3d/88/4ce8/3d/2b80b05fe66bdc2d4c39da457441f45c.pdf | https://www.unikeyic.com/products/fiber-optic-cables-and-cable-assemblies/hfbr-rmd002z/19839982.html
HFBR-RMD003Z | BROADCOM | 10: 16.3031 20: 15.145 30: 14.0165 50: 12.9178 |  | SC Duplex | SC Duplex | HFBR-RMD003 | 35mm | 0.09" (2.2mm) | Twin Zip |  |  | - | - |  |  |  | Attenuator, Zipcord | - |  | - |  | Polyethylene (PE) |  |  |  | 9.8' (3.0m) | 1 (Unlimited) |  |  |  | -40°C ~ 85°C | Bulk |  | - | - | 2220184 |  | HFBR | [6 empty] | 14985 | https://www.unikeyic.com/media/datasheet/3d/88/4ce8/3d/2b80b05fe66bdc2d4c39da457441f45c.pdf | https://www.unikeyic.com/products/fiber-optic-cables-and-cable-assemblies/hfbr-rmd003z/20191782.html
HFBR-RMD005Z | BROADCOM | 10: 17.7523 20: 16.9268 30: 15.7686 50: 14.6402 | Cable Assembly Dual Fiber Optic Patch Cord 5m Duplex POF to Duplex POF | - | - | HFBR-RMD005 | 35mm | 0.09" (2.2mm) | Twin Zip |  |  | Black | Black |  |  |  | Zipcord | - |  | - |  | Polyethylene (PE) |  |  |  | 16.4' (5.0m) | 1 (Unlimited) |  |  |  | -55°C ~ 85°C | Bulk |  | - | - |  |  | HFBR | [6 empty] | 15000 | https://www.unikeyic.com/media/datasheet/54/7e/06e0/54/ddc56c16587a38ee53b80a5332fc2bc7.pdf | https://www.unikeyic.com/products/fiber-optic-cables-and-cable-assemblies/hfbr-rmd005z/23479451.html
HFBR-RMD010Z | BROADCOM | 10: 35.3235 20: 33.8535 30: 32.4133 50: 31.0027 | Cable Assembly, Dual Fiber Optic Patch Cord, 10m, Duplex POF to Duplex POF | SC Duplex | SC Duplex | HFBR-RMD010 | 35mm | 0.09" (2.2mm) | Twin Zip |  |  | - | - |  |  |  | Attenuator, Zipcord | - |  | - |  | Polyethylene (PE) |  |  |  | 32.8' (10.0m) | 1 (Unlimited) |  |  |  | -40°C ~ 85°C | Bulk |  | - | - | 2220187 |  | HFBR | [6 empty] | 15000 | https://www.unikeyic.com/media/datasheet/3d/88/4ce8/3d/2b80b05fe66bdc2d4c39da457441f45c.pdf | https://www.unikeyic.com/products/fiber-optic-cables-and-cable-assemblies/hfbr-rmd010z/18645514.html
HFBR-RNS001Z | BROADCOM | 10: 9.0573 20: 8.0179 30: 7.0083 50: 6.0283 | Broadcom Single Mode Fiber Optic Cable, 1m | VersaLink | VersaLink | HFBR-RNS001 | 35mm | 0.09" (2.2mm) | Buffered Fiber |  |  | Black | Black |  |  |  | Attenuator | - |  | - |  | Polyethylene (PE) |  |  |  | 3.3' (1.0m) | 1 (Unlimited) |  |  |  | -55°C ~ 85°C | Bulk |  | - | - | 1990488 |  | HFBR | [6 empty] | 14950 | https://www.unikeyic.com/media/datasheet/54/7e/06e0/54/ddc56c16587a38ee53b80a5332fc2bc7.pdf | https://www.unikeyic.com/products/fiber-optic-cables-and-cable-assemblies/hfbr-rns001z/19138888.html
HFBR-RNS002Z | BROADCOM | 10: 10.5065 20: 8.9088 30: 7.8843 50: 7.5784 | Cable Assembly Fiber Optic 2m Simplex POF to Simplex POF | SC | SC | HFBR-RNS002 | 35mm | 0.09" (2.2mm) | Twin Zip |  |  | - | - |  |  |  | - | - |  | - |  | Polyethylene (PE) |  |  |  | 6.6' (2.0m) | 1 (Unlimited) |  |  |  | -40°C ~ 85°C | Bulk |  | - | - |  |  | HFBR | [6 empty] | 14990 | https://www.unikeyic.com/media/datasheet/3d/88/4ce8/3d/2b80b05fe66bdc2d4c39da457441f45c.pdf | https://www.unikeyic.com/products/fiber-optic-cables-and-cable-assemblies/hfbr-rns002z/15824195.html
HFBR-RNS005Z | BROADCOM | 10: 12.6802 20: 12.116 30: 11.5636 50: 10.8509 | Fiber Optic Cable Assembly 5m Simplex POF to Simplex POF | - | - | HFBR-RNS005 | 35mm | 0.09" (2.2mm) | Buffered Fiber |  |  | Black | Black |  |  |  | Attenuator | - |  | - |  | Polyethylene (PE) |  |  |  | 16.4' (5.0m) | 1 (Unlimited) |  |  |  | -55°C ~ 85°C | Bulk |  | - | - | 1990489 |  | HFBR | [6 empty] | 15000 | https://www.unikeyic.com/media/datasheet/54/7e/06e0/54/ddc56c16587a38ee53b80a5332fc2bc7.pdf | https://www.unikeyic.com/products/fiber-optic-cables-and-cable-assemblies/hfbr-rns005z/16456549.html
HFBR-RNS010Z | BROADCOM | 10: 17.2089 20: 16.5704 30: 15.7686 50: 14.6402 | Cable Assembly Fiber Optic 10m Simplex POF to Simplex POF | - | - | HFBR-RNS010 | 35mm | 0.09" (2.2mm) | Buffered Fiber |  |  | Black | Black |  |  |  | Attenuator | - |  | - |  | Polyethylene (PE) |  |  |  | 32.8' (10.0m) | 1 (Unlimited) |  |  |  | -55°C ~ 85°C | Bulk |  | - | - |  |  | HFBR | [6 empty] | 15000 | https://www.unikeyic.com/media/datasheet/54/7e/06e0/54/ddc56c16587a38ee53b80a5332fc2bc7.pdf | https://www.unikeyic.com/products/fiber-optic-cables-and-cable-assemblies/hfbr-rns010z/15010094.html
HFBR-RSD005Z | BROADCOM | 10: 44.3808 20: 42.7623 30: 40.2976 50: 38.7534 | Broadcom Fiber Optic Cable, 5m | - | - | HFBR-RSD005 | - | 0.04" (1.0mm) | Twin Zip |  |  | Black | Black |  |  |  | Zipcord | - |  | - |  | - |  |  |  | 16.4' (5.0m) | 1 (Unlimited) |  |  |  | -40°C ~ 85°C | Bulk |  | - | - | 3589054 |  | HFBR | [6 empty] | 15000 | https://www.unikeyic.com/media/datasheet/e1/9a/5282/e1/a0e0471ceb4da2baf9b57c8d367f5dd5.pdf | https://www.unikeyic.com/products/fiber-optic-cables-and-cable-assemblies/hfbr-rsd005z/20942219.html
HFBR-RTD001Z | BROADCOM | 10: 15.3974 20: 14.2541 30: 13.1405 50: 12.0566 | Cable Assembly Dual Fiber Optic Patch Cord 1m Duplex POF to Duplex POF | LC Duplex | LC Duplex | HFBR-RTD001 | 35mm | 0.09" (2.2mm) | Twin Zip |  |  | - | - |  |  |  | Attenuator, Zipcord | - |  | - |  | Polyethylene (PE) |  |  |  | 3.3' (1.0m) | 1 (Unlimited) |  |  |  | -40°C ~ 85°C | Bulk |  | - | - | 2220194 |  | HFBR | [6 empty] | 15000 | https://www.unikeyic.com/media/datasheet/3d/88/4ce8/3d/2b80b05fe66bdc2d4c39da457441f45c.pdf | https://www.unikeyic.com/products/fiber-optic-cables-and-cable-assemblies/hfbr-rtd001z/14512648.html
HFBR-RTD010Z | BROADCOM | 10: 17.2089 20: 16.5704 30: 16.119 50: 15.5013 | Cable Assembly, Dual Fiber Optic Patch Cord, 10m, Duplex POF to Duplex POF | LC Duplex | LC Duplex | HFBR-RTD010 | 35mm | 0.09" (2.2mm) | Twin Zip |  |  | - | - |  |  |  | Attenuator, Zipcord | - |  | - |  | Polyethylene (PE) |  |  |  | 32.8' (10.0m) | 1 (Unlimited) |  |  |  | -40°C ~ 85°C | Bulk |  | - | - |  |  | HFBR | [6 empty] | 15000 | https://www.unikeyic.com/media/datasheet/1c/0c/c114/1c/2bb01aa0a25961f555bbdc61d0c23192.pdf | https://www.unikeyic.com/products/fiber-optic-cables-and-cable-assemblies/hfbr-rtd010z/16599952.html
HFBR-RTD45DZ | BROADCOM | 10: 13.5859 20: 13.0069 30: 12.2645 50: 11.7121 |  | LC Duplex | LC Duplex | HFBR-RTD4 | 35mm | 0.09" (2.2mm) | Twin Zip |  |  | - | - |  |  |  | Attenuator, Zipcord | - |  | - |  | Polyethylene (PE) |  |  |  | 14.8' (4.5m) | 1 (Unlimited) |  |  |  | -40°C ~ 85°C | Bulk |  | - | - | 2220198 |  | HFBR | [6 empty] | 2000 | https://www.unikeyic.com/media/datasheet/1c/0c/c114/1c/2bb01aa0a25961f555bbdc61d0c23192.pdf | https://www.unikeyic.com/products/fiber-optic-cables-and-cable-assemblies/hfbr-rtd45dz/16733631.html
HFBR-RUD100Z | BROADCOM | 10: 2.8983 500: 2.7617 1,000: 2.3653 5,000: 2.153 | Broadcom Single Mode Fiber Optic Cable, HFBR Series, 100m |  |  | HFBR-RUD100 | 35mm |  |  | - | - |  |  | - | - |  | Zipcord |  |  |  | - | Polyethylene (PE) | - | 328.1' (100.0m) |  |  | 1 (Unlimited) |  |  |  | -55°C ~ 85°C | Bulk |  | - |  |  |  | HFBR |  |  |  | Standard | - |  | 75000 | https://www.unikeyic.com/media/datasheet/89/fc/94b6/89/9f3677646acb9313bae591e9e5982783.pdf | https://www.unikeyic.com/products/fiber-optic-cables-and-cable-assemblies/hfbr-rud100z/15482451.html
HFBR-RUD500Z | BROADCOM | 10: 2.8078 500: 2.5836 1,000: 2.3653 5,000: 2.2391 | Fiber Zipcord Cable, 2 Fibers, Black, 500m |  |  | HFBR-RUD500 | 35mm |  |  | - | - |  |  | - | - |  | Zipcord |  |  |  | - | Polyethylene (PE) | - | 1640.4' (500.0m) |  |  | 1 (Unlimited) |  |  |  | -55°C ~ 85°C | Bulk |  | - |  | 1990492 |  | HFBR |  |  |  | Standard | - |  | 54961 | https://www.unikeyic.com/media/datasheet/89/fc/94b6/89/9f3677646acb9313bae591e9e5982783.pdf | https://www.unikeyic.com/products/fiber-optic-cables-and-cable-assemblies/hfbr-rud500z/13905466.html
HFBR-RUS100Z | BROADCOM | 1: 119.779 5: 119.779 10: 119.779 | Broadcom Single mode fiber optic cable HFBRseries, 100m |  |  | HFBR-RUS100 | 35mm |  |  | - | - |  |  | - | - |  | - |  |  |  | - | Polyethylene (PE) | - | 328.1' (100.0m) |  |  | 1 (Unlimited) |  |  |  | -55°C ~ 85°C | Bulk |  | - |  |  |  | HFBR |  |  |  | Standard | - |  | 264 | https://www.unikeyic.com/media/datasheet/cf/0c/6027/cf/28d9302c233e445c553d357e814e0e39.pdf | https://www.unikeyic.com/products/fiber-optic-cables-and-cable-assemblies/hfbr-rus100z/23608053.html
HFBR-RUS500Z | BROADCOM | 1: 591.6898 | Broadcom Single mode fiber optic cable HFBRseries, 500m |  |  | HFBR-RUS500 | 35mm |  |  | - | - |  |  | - | - |  | - |  |  |  | - | Polyethylene (PE) | - | 1640.4' (500.0m) |  |  | 1 (Unlimited) |  |  |  | -55°C ~ 85°C | Bulk |  | - |  | 1990494 |  | HFBR |  |  |  | Standard | - |  | 1 | https://www.unikeyic.com/media/datasheet/cf/0c/6027/cf/28d9302c233e445c553d357e814e0e39.pdf | https://www.unikeyic.com/products/fiber-optic-cables-and-cable-assemblies/hfbr-rus500z/15380069.html
IF 637-0-1 | Industrial Fiber Optics | 1: 43.6341 10: 37.0895 30: 34.3239 50: 33.1096 100: 31.5306 250: 31.0435 | SMA 905 TO SMA 905 0.47' (130mm) | SMA 905 | SMA 905 | IF 637 | 25mm | 0.09" (2.2mm) | Buffered Fiber |  |  | Black | Black |  |  |  | - | - |  | - |  | Polyamide |  |  |  | 0.47' (130mm) | 1 (Unlimited) |  |  |  | -55°C ~ 85°C | Bulk |  | - | - | 2408538 |  | - | [6 empty] | 4 | https://www.unikeyic.com/media/datasheet/af/5d/ff35/af5dff358ae9c8c1ddc0d8d1842e528f.pdf | https://www.unikeyic.com/products/fiber-optic-cables-and-cable-assemblies/if-637-0-1/20061111.html
LCLC-3DTP030 | Bel Fuse | 1: 27.9313 10: 27.4326 25: 26.9338 50: 26.9338 100: 26.9338 250: 26.9338 500: 26.9338 | Cable Assembly Duplex 3m LC to LC PL-PL Box | LC Duplex | LC Duplex | LCLC-3DTP | - | 0.12" (3.0mm) | - |  |  | Aqua | Aqua |  |  |  | - | 50/125 |  | - |  | Poly-Vinyl Chloride (PVC) |  |  |  | 9.8' (3.0m) | 1 (Unlimited) |  |  |  | - | Box |  | - | - | 9094858 |  | - | [6 empty] | 1 | https://www.unikeyic.com/media/datasheet/21/56/1a53/21/6af6aaf8b926cf886a276c2243c937a5.pdf | https://www.unikeyic.com/products/fiber-optic-cables-and-cable-assemblies/lclc-3dtp030/23217424.html
LCLC-6DTP050 | Bel Fuse | 1: 15.9235 200: 15.9235 | Cable Assembly Duplex 5m LC to LC PL-PL Box | LC Duplex | LC Duplex | LCLC-6DTP | - | 0.12" (3.0mm) | - |  |  | Orange | Beige |  |  |  | - | 62.5/125 |  | - |  | Poly-Vinyl Chloride (PVC) |  |  |  | 16.4' (5.0m) | 1 (Unlimited) |  |  |  | - | Box |  | - | - | 9094843 |  | - | [6 empty] | 76 | https://www.unikeyic.com/media/datasheet/21/56/1a53/21/6af6aaf8b926cf886a276c2243c937a5.pdf | https://www.unikeyic.com/products/fiber-optic-cables-and-cable-assemblies/lclc-6dtp050/19049138.html
LCLC-SDTP050 | Stewart Connector | 15: 10.901 30: 10.703 50: 10.098 | Duplex LC to Duplex LC Cable Assembly, 5m, PL-PL, Box | [12 empty] | LCLC-SDTP050 Stewart Connector | [28 empty] | 210 | https://www.unikeyic.com/media/datasheet/b9/0d/6a3e/b9/c83382d95af46083b3983d5cf5fde002.pdf | https://www.unikeyic.com/products/fiber-optic-cables-and-cable-assemblies/lclc-sdtp050/21989523.html
LL3-TR01 | SICK | 1: 132.1819 | Sick Fiber Optic Sensor, Glass/Plastic Fiber | [21 empty] | 200cm(Length) |  |  | threaded mounting |  | -40℃~70℃ | [6 empty] | bulk | [7 empty] | 3 | https://www.unikeyic.com/media/about_us/Unikey_ISO_9001_Certification.pdf | https://www.unikeyic.com/products/fiber-optic-cables-and-cable-assemblies/ll3-tr01/10911894.html
LL3-TV05 | SICK | 1: 73.7012 | Sick Fiber Optic Sensor, Cable Mount, +70°C Max, -40°C Min | [12 empty] | LL3-TV05 SICK | [8 empty] | 201.1cm(Length)*4.4mm(width) |  |  | panel mount |  | -40℃~70℃ | [6 empty] | bulk | [7 empty] | 6 | https://www.unikeyic.com/media/datasheet/96/a9/8550/96/1a71b1507c1a1906eb9eaa833266ae59.pdf | https://www.unikeyic.com/products/fiber-optic-cables-and-cable-assemblies/ll3-tv05/11344845.html
M3I-2M-R-BK-1000 | TechLogix Networx | 1: 648 | CBL FBR OPT 125UM MULMOD 304.8M | [20 empty] | 1000.0' (304.8m) | [8 empty] | On sale |  |  |  | boxed | [7 empty] | 6 | https://www.unikeyic.com/media/about_us/Unikey_ISO_9001_Certification.pdf | https://www.unikeyic.com/products/fiber-optic-cables-and-cable-assemblies/m3i-2m-r-bk-1000/16151588.html
M3I-6M-P-BK-1000 | TechLogix Networx | 1: 1620 | CBL FBR OPT 125UM MULMOD 304.8M | [29 empty] | On sale |  |  |  | boxed | [7 empty] | 1 | https://www.unikeyic.com/media/about_us/Unikey_ISO_9001_Certification.pdf | https://www.unikeyic.com/products/fiber-optic-cables-and-cable-assemblies/m3i-6m-p-bk-1000/14223713.html
M4D-BLK-SCSC-05 | TechLogix Networx | 1: 86.4 | FIB OPT CBL SC-SC DUPLEX MULT 5M | [20 empty] | 16.4' (5.0m) | [12 empty] | bulk | [7 empty] | 15 | https://www.unikeyic.com/media/about_us/Unikey_ISO_9001_Certification.pdf | https://www.unikeyic.com/products/fiber-optic-cables-and-cable-assemblies/m4d-blk-scsc-05/12690744.html
MCC-S12 | MicroCare | 10: 46.4701 25: 43.5612 50: 41.4836 100: 39.5058 250: 37.0361 | [16 empty] | Fiber Optic Connectors | [7 empty] | Not Applicable |  |  |  |  | Bag |  |  |  | 12808461 |  | Sticklers™ | - | - |  |  |  | - | 463 | https://www.unikeyic.com/media/about_us/Unikey_ISO_9001_Certification.pdf | https://www.unikeyic.com/products/fiber-optic-cables-and-cable-assemblies/mcc-s12/20474631.html
MFMF-3ATP010 | Bel Fuse | 1: 50.9599 10: 50.9599 25: 50.0334 50: 50.0334 100: 50.0334 250: 50.0334 500: 50.0334 | FIBRE OPTIC CABLE, MPO JACK-MPO JACK, 1M; Fibre Optic Connector A:MPO Jack; Fibre Optic Connector B:MPO Jack; No. of Fibers:12Fibres; Fibre Type:Multimode; Lead Length - Metric:1m; Fibre Diameter:50um / 125um; Product Ra | MPO | MPO |  | - | 0.12" (3.0mm) | - |  |  | Aqua | Aqua, Black |  |  |  | - | 50/125 |  | 0.60dB |  | Poly-Vinyl Chloride (PVC) |  |  |  | 3.3' (1.0m) | 1 (Unlimited) |  |  |  | - | Bag |  | - | - |  |  | - | [6 empty] | 49 | https://www.unikeyic.com/media/about_us/Unikey_ISO_9001_Certification.pdf | https://www.unikeyic.com/products/fiber-optic-cables-and-cable-assemblies/mfmf-3atp010/16831516.html
MFMF-3ATP030 | Bel Fuse | 1: 56.4168 5: 55.4093 10: 54.4019 25: 54.4019 50: 54.4019 100: 54.4019 | FIBRE OPTIC CABLE, MPO JACK-MPO JACK, 3M; Fibre Optic Connector A:MPO Jack; Fibre Optic Connector B:MPO Jack; No. of Fibers:12Fibres; Fibre Type:Multimode; Lead Length - Metric:3m; Fibre Diameter:50um / 125um; Product Ra | MPO | MPO |  | - | 0.12" (3.0mm) | - |  |  | Aqua | Aqua, Black |  |  |  | - | 50/125 |  | 0.60dB |  | Poly-Vinyl Chloride (PVC) |  |  |  | 9.8' (3.0m) | 1 (Unlimited) |  |  |  | - | Bag |  | - | - | 15777852 |  | - | [6 empty] | 9 | https://www.unikeyic.com/media/about_us/Unikey_ISO_9001_Certification.pdf | https://www.unikeyic.com/products/fiber-optic-cables-and-cable-assemblies/mfmf-3atp030/20007802.html
MFMF-3ATP050 | Bel Fuse | 1: 76.2436 5: 74.8821 10: 73.5206 25: 73.5206 50: 73.5206 100: 73.5206 | FIBRE OPTIC CABLE, MPO JACK-MPO JACK, 5M; Fibre Optic Connector A:MPO Jack; Fibre Optic Connector B:MPO Jack; No. of Fibers:12Fibres; Fibre Type:Multimode; Lead Length - Metric:5m; Fibre Diameter:50um / 125um; Product Ra | MPO | MPO |  | - | 0.12" (3.0mm) | - |  |  | Aqua | Aqua, Black |  |  |  | - | 50/125 |  | 0.60dB |  | Poly-Vinyl Chloride (PVC) |  |  |  | 16.4' (5.0m) | 1 (Unlimited) |  |  |  | - | Bag |  | - | - |  |  | - | [6 empty] | 2 | https://www.unikeyic.com/media/about_us/Unikey_ISO_9001_Certification.pdf | https://www.unikeyic.com/products/fiber-optic-cables-and-cable-assemblies/mfmf-3atp050/19076549.html
MFMF-3ATP100 | Bel Fuse | 1: 119.341 | FIBRE OPTIC CABLE, MPO JACK-MPO JACK/10M; Fibre Optic Connector A:MPO Jack; Fibre Optic Connector B:MPO Jack; No. of Fibers:12Fibres; Fibre Type:Multimode; Lead Length - Metric:10m; Fibre Diameter:50um / 125um; Product R | MPO | MPO |  | - | 0.12" (3.0mm) | - |  |  | Aqua | Aqua, Black |  |  |  | - | 50/125 |  | 0.60dB |  | Poly-Vinyl Chloride (PVC) |  |  |  | 32.8' (10.0m) | 1 (Unlimited) |  |  |  | - | Bag |  | - | - | 15777818 |  | - | [6 empty] | 14 | https://www.unikeyic.com/media/about_us/Unikey_ISO_9001_Certification.pdf | https://www.unikeyic.com/products/fiber-optic-cables-and-cable-assemblies/mfmf-3atp100/27863991.html
MGKLX2 | TREND Networks | 1: 362.7711 | TREND Networks Network Tester, MGKLX2 Series | [21 empty] | 300mm(Length) | [7 empty] | On sale |  |  |  | bulk | [7 empty] | 1 | https://www.unikeyic.com/media/about_us/Unikey_ISO_9001_Certification.pdf | https://www.unikeyic.com/products/fiber-optic-cables-and-cable-assemblies/mgklx2/20981340.html
MGKSX1 | TREND Networks | 1: 286.3998 | TREND Networks Network Cable Tester, MGKSX1 Series | [29 empty] | On sale |  |  |  | bulk | [7 empty] | 3 | https://www.unikeyic.com/media/about_us/Unikey_ISO_9001_Certification.pdf | https://www.unikeyic.com/products/fiber-optic-cables-and-cable-assemblies/mgksx1/22666625.html
MOFNSA-2-19 | ESSENTRA | 50: 0.2619 100: 0.2619 250: 0.2347 500: 0.2347 1,000: 0.2347 | Optical Fiber Network Saddle |  |  | MOFNSA | [10 empty] | Flame Retardant, Winged Arrowhead | [9 empty] | 1 (Unlimited) |  |  |  |  | Bulk | [5 empty] | Richco, MOFNSA |  | 2.5mm x 7.1mm Wire Opening |  |  |  |  | 1920 | https://www.unikeyic.com/media/datasheet/3d/7b/2ce8/3d/6b4b34afbb0f0409300c8c7c34b020b3.pdf | https://www.unikeyic.com/products/fiber-optic-cables-and-cable-assemblies/mofnsa-2-19/18712013.html
MOFNSB-2-01A-RT | ESSENTRA | 50: 0.2716 100: 0.2716 250: 0.2434 500: 0.2434 1,000: 0.2434 | MINI OPTICAL FIBER NETWORK SADDLE ON BASE |  |  | MOFNSB | [10 empty] | Adhesive Mount | [9 empty] | 1 (Unlimited) |  |  |  |  | Bulk |  |  |  | 392542 |  | Richco, MOFNSB |  | 2.5mm x 7.1mm Wire Opening |  |  |  |  | 6569 | https://www.unikeyic.com/media/datasheet/3d/7b/2ce8/3d/6b4b34afbb0f0409300c8c7c34b020b3.pdf | https://www.unikeyic.com/products/fiber-optic-cables-and-cable-assemblies/mofnsb-2-01a-rt/16764959.html
MOFNSB-2-19A-RT | ESSENTRA | 50: 0.3407 100: 0.3271 250: 0.3053 500: 0.3053 1,000: 0.3053 | MINI OPTICAL FIBER NETWORK SADDLE ON BASE |  |  | MOFNSB | [10 empty] | Adhesive Mount, Flame Retardant | [9 empty] | Not Applicable |  |  |  |  | Bulk |  |  |  | 392543 |  | Richco, MOFNSB |  | 2.5mm x 7.1mm Wire Opening |  |  |  |  | 760 | https://www.unikeyic.com/media/datasheet/3d/7b/2ce8/3d/6b4b34afbb0f0409300c8c7c34b020b3.pdf | https://www.unikeyic.com/products/fiber-optic-cables-and-cable-assemblies/mofnsb-2-19a-rt/18267881.html
MOFNSP-2-01 | ESSENTRA | 100: 0.2146 250: 0.206 500: 0.1923 1,000: 0.1923 | Wire Saddle - Optical Fiber, Mini, Natural |  |  | MOFNSP | [10 empty] | Push Rivet Mount | [9 empty] | 1 (Unlimited) |  |  |  |  | Bulk | [5 empty] | Richco, MOFNSP |  | 2.5mm x 7.1mm Wire Opening |  |  |  |  | 1309 | https://www.unikeyic.com/media/datasheet/3d/7b/2ce8/3d/6b4b34afbb0f0409300c8c7c34b020b3.pdf | https://www.unikeyic.com/products/fiber-optic-cables-and-cable-assemblies/mofnsp-2-01/19226366.html
MS-26 | Jonard Tools | 1: 100.1713 10: 92.8777 | Tools and Accessories, Mid Span Slitter | [15 empty] | Fiber Optic Cables | [7 empty] | Not Applicable |  |  |  |  | Bulk | [5 empty] | - | - | - |  |  |  | 0.14 lb (63.5 g) | 1 | https://www.unikeyic.com/media/datasheet/33/5d/72a0/33/1a0d006686698092845c2fc69edff30e.pdf | https://www.unikeyic.com/products/fiber-optic-cables-and-cable-assemblies/ms-26/21290501.html
N302-003 | Tripp Lite | 1: 21.9888 10: 18.6851 25: 17.5154 50: 16.6793 100: 15.8838 250: 14.8903 500: 14.58 | ST (2) TO ST (2) 62.5/125 3.00' (914mm) | ST (2) | ST (2) |  | - | - | Twin Zip |  |  | Orange | Black |  |  |  | Riser, Zipcord | 62.5/125 |  | 0.20dB |  | Poly-Vinyl Chloride (PVC) |  |  |  | 3.00' (914mm) | Not Applicable |  |  |  | - | Bulk |  | FDDI, OFNR | - |  |  | - | [6 empty] | 144 | https://www.unikeyic.com/media/datasheet/ee/d3/4b1a/ee/204fd46c0d1c59336253e5e738752932.pdf | https://www.unikeyic.com/products/fiber-optic-cables-and-cable-assemblies/n302-003/14682309.html
N302-30M | Tripp Lite | 1: 62.2724 5: 61.1604 10: 60.0484 50: 60.0484 | N/W CABLE, ST FIBRE OPTIC, 100FT, ORANGE; Fibre Optic Connector A:ST Duplex; Fibre Optic Connector B:ST Duplex; No. of Fibers:2Fibres; Fibre Type:Multimode; Lead Length - Metric:30m; Fibre Diameter:62.5um / 125um; Produc | ST (2) | ST (2) |  | - | - | Twin Zip |  |  | Orange | Black |  |  |  | Riser, Zipcord | 62.5/125 |  | 0.20dB |  | Poly-Vinyl Chloride (PVC) |  |  |  | 98.4' (30.0m) | Not Applicable |  |  |  | - | Bulk |  | FDDI, OFNR | - |  |  | - | [6 empty] | 5 | https://www.unikeyic.com/media/datasheet/e7/27/d874/e7/7ef76c09455533ba722eac3f1840af43.pdf | https://www.unikeyic.com/products/fiber-optic-cables-and-cable-assemblies/n302-30m/14009024.html
N302-50M | Tripp Lite | 1: 130.5909 10: 111.009 25: 104.0658 50: 99.1045 100: 89.8115 | FIBER OPTIC CBL ST-ST DUPLEX 50M | ST (2) | ST (2) |  | - | - | Twin Zip |  |  | Orange | Black |  |  |  | Riser, Zipcord | 62.5/125 |  | 0.20dB |  | Poly-Vinyl Chloride (PVC) |  |  |  | 164.0' (50.0m) | Not Applicable |  |  |  | - | Bulk |  | FDDI, OFNR | - |  |  | - | [6 empty] | 28 | https://www.unikeyic.com/media/datasheet/2b/47/3a7b/2b/883d9672850939c6d4d9d9efd7d511b6.pdf | https://www.unikeyic.com/products/fiber-optic-cables-and-cable-assemblies/n302-50m/16044701.html
N306-003 | Tripp Lite | 1: 17.732 10: 15.068 25: 14.1243 50: 13.45 100: 12.8084 250: 12.0071 500: 11.5219 | Cable Assembly Duplex 0.91m SC to SC 2 to 2 POS M-M Carton | SC Duplex | SC Duplex |  | - | - | Twin Zip |  |  | Orange | Beige |  |  |  | Riser, Zipcord | 62.5/125 |  | 0.20dB |  | Poly-Vinyl Chloride (PVC) |  |  |  | 3.00' (914mm) | Not Applicable |  |  |  | - | Bulk |  | FDDI, OFNR | - | 1533292 |  | - | [6 empty] | 39 | https://www.unikeyic.com/media/datasheet/3b/46/da09/3b/1fab21f15fc67bc7233fbe10d1e2cb56.pdf | https://www.unikeyic.com/products/fiber-optic-cables-and-cable-assemblies/n306-003/22408129.html
N316-76M | Tripp Lite | 1: 91.4624 | LC TO SC 62.5/125 249.3' (76.0 m) | LC Duplex | SC Duplex |  | - | - | Twin Zip |  |  | Orange | Beige |  |  |  | Riser, Zipcord | 62.5/125 |  | 0.20dB |  | Poly-Vinyl Chloride (PVC) |  |  |  | 249.3' (76.0m) | Not Applicable |  |  |  | - | Bulk |  | FDDI, OFNR | - |  |  | - | [6 empty] | 8 | https://www.unikeyic.com/media/datasheet/c1/f4/e712/c1/35eba626bd0ddf319cbcc1968b0235e5.pdf | https://www.unikeyic.com/products/fiber-optic-cables-and-cable-assemblies/n316-76m/15797963.html
N320-02M-RD | Tripp Lite | 1: 28.3337 10: 24.0822 25: 22.5742 50: 21.497 100: 20.4714 250: 19.1912 500: 18.2765 | FIBER OPTIC CBL LC-LC DUPLEX 2M | LC Duplex | LC Duplex |  | - | - | Twin Zip |  |  | Red | Beige |  |  |  | Riser, Zipcord | 62.5/125 |  | 0.20dB |  | Poly-Vinyl Chloride (PVC) |  |  |  | 6.6' (2.0m) | Not Applicable |  |  |  | - | Bulk |  | FDDI, OFNR | - |  |  | - | [6 empty] | 9 | https://www.unikeyic.com/media/datasheet/5e/28/9e7f/5e/5d7d40f6001d938128496e0b2a8248f4.pdf | https://www.unikeyic.com/products/fiber-optic-cables-and-cable-assemblies/n320-02m-rd/18764191.html
N356-10M | Tripp Lite | 1: 30.3223 10: 25.7745 25: 24.1609 50: 23.008 100: 21.9106 250: 20.5404 500: 19.5615 | SC TO SC 8.3/125 32.8' (10.0m) | SC Duplex | SC Duplex |  | - | - | Twin Zip |  |  | Yellow | Blue |  |  |  | Riser, Zipcord | 8.3/125 |  | 0.20dB |  | Poly-Vinyl Chloride (PVC) |  |  |  | 32.8' (10.0m) | Not Applicable |  |  |  | - | Bulk |  | FDDI, OFNR | - |  |  | - | [6 empty] | 9 | https://www.unikeyic.com/media/datasheet/22/48/0874/22/59361251eecbaacc6b781fd196de8828.pdf | https://www.unikeyic.com/products/fiber-optic-cables-and-cable-assemblies/n356-10m/15408184.html
N366-02M-AP | Tripp Lite | 1: 26.1684 10: 22.2404 25: 20.8483 50: 19.8532 100: 18.9063 250: 17.7238 500: 16.8789 | FIBER OPTIC CBL LC-SCAPC 2M | LC Duplex | SC/APC |  | - | - | Twin Zip |  |  | Yellow | Blue, Green |  |  |  | Riser, Zipcord | 8.3/125 |  | 0.20dB |  | Poly-Vinyl Chloride (PVC) |  |  |  | 6.6' (2.0m) | Not Applicable |  |  |  | - | Bulk |  | FDDI, OFNR | - |  |  | - | [6 empty] | 6 | https://www.unikeyic.com/media/datasheet/fe/1a/f898/fe/56745877cc20168633b8405fae178445.pdf | https://www.unikeyic.com/products/fiber-optic-cables-and-cable-assemblies/n366-02m-ap/21952288.html
N366-03M | Tripp Lite | 1: 22.5072 10: 19.1279 25: 17.9302 50: 17.0744 100: 16.2599 250: 15.2429 500: 14.958 | Cable Assembly Duplex 3m LC to SC 2-Pos M-M | LC Duplex | SC Duplex |  | - | - | Twin Zip |  |  | Yellow | Blue |  |  |  | Riser, Zipcord | 8.3/125 |  | 0.20dB |  | Poly-Vinyl Chloride (PVC) |  |  |  | 9.8' (3.0m) | Not Applicable |  |  |  | - | Bulk |  | FDDI, OFNR | - | 4438637 |  | - | [6 empty] | 6 | https://www.unikeyic.com/media/datasheet/b0/f6/3dda/b0/c71c932f56f0e5e7d1742f90f6ae13f5.pdf | https://www.unikeyic.com/products/fiber-optic-cables-and-cable-assemblies/n366-03m/19558415.html
N366-10M | Tripp Lite | 1: 32.2557 10: 27.4116 25: 25.6958 50: 25.5443 | LC TO SC 8.3/125 32.8' (10.0m) | LC Duplex | SC Duplex |  | - | - | Twin Zip |  |  | Yellow | Blue |  |  |  | Riser, Zipcord | 8.3/125 |  | 0.20dB |  | Poly-Vinyl Chloride (PVC) |  |  |  | 32.8' (10.0m) | Not Applicable |  |  |  | - | Bulk |  | FDDI, OFNR | - |  |  | - | [6 empty] | 7 | https://www.unikeyic.com/media/datasheet/4e/58/ac4f/4e/c927f8dd091509f30aa8883756f0e609.pdf | https://www.unikeyic.com/products/fiber-optic-cables-and-cable-assemblies/n366-10m/14340216.html
N368-10M | Tripp Lite | 1: 33.3256 10: 28.3247 | LC TO ST (2) 8.3/125 32.8' (10.0m) | LC Duplex | ST (2) |  | - | - | Twin Zip |  |  | Yellow | Blue, Yellow |  |  |  | Riser, Zipcord | 8.3/125 |  | 0.20dB |  | Poly-Vinyl Chloride (PVC) |  |  |  | 32.8' (10.0m) | Not Applicable |  |  |  | - | Bulk |  | FDDI, OFNR | - | 4438645 |  | - | [6 empty] | 21 | https://www.unikeyic.com/media/datasheet/11/95/1ca6/11/367f40fd22b5de559931be879a38a94e.pdf | https://www.unikeyic.com/products/fiber-optic-cables-and-cable-assemblies/n368-10m/13960741.html
N378-02M | Tripp Lite | 1: 56.0837 10: 47.6664 | LC TO FC (2) 8.3/125 6.6' (2.0 m) | LC Duplex | FC (2) |  | - | - | Twin Zip |  |  | Yellow | Blue, Yellow |  |  |  | Riser, Zipcord | 8.3/125 |  | 0.20dB |  | Poly-Vinyl Chloride (PVC) |  |  |  | 6.6' (2.0m) | Not Applicable |  |  |  | - | Bulk |  | FDDI, OFNR | - |  |  | - | [6 empty] | 15 | https://www.unikeyic.com/media/datasheet/af/58/28ee/af/9c90593c2c1673baee6b2de7a572f303.pdf | https://www.unikeyic.com/products/fiber-optic-cables-and-cable-assemblies/n378-02m/13998978.html
N381L-10M | Tripp Lite | 1: 63.4415 10: 53.9274 25: 50.5527 50: 48.1416 100: 45.8469 250: 42.9944 | Cable Assembly Optical Cable 10m Duplex LC 2 to 2 POS M-M | LC Duplex | CS Duplex |  | 10mm | - | - |  |  | Yellow | Blue |  |  |  | - | 9/125 |  | 0.30dB |  | Low Smoke Zero Halogen (LSZH) |  |  |  | 32.8' (10.0m) | Not Applicable |  |  |  | -20°C ~ 60°C | Bulk |  | LSZH | - | 13980733 |  | - | [6 empty] | 64 | https://www.unikeyic.com/media/pdf/HTMLDatasheet/tripp-lite/22/72/1bff/n381l-10m/2025/11/n381l-10m.pdf | https://www.unikeyic.com/products/fiber-optic-cables-and-cable-assemblies/n381l-10m/14960383.html
N383L-02M | Tripp Lite | 1: 149.0695 | 40/100/400G Singlemode 9/125 OS2 Fiber Optic Cable (Duplex SN-UPC to Duplex LC-UPC M/M), LSZH, Yellow, 2m (6.6ft) | LC/UPC Duplex | SN/UPC Duplex |  | 10mm | 0.06" (1.6mm) | - |  |  | Yellow | Blue, White |  |  |  | - | 9/125 |  | 0.30dB |  | Low Smoke Zero Halogen (LSZH) |  |  |  | 6.6' (2.0m) | Not Applicable |  |  |  | -10°C ~ 60°C | Box |  | - | - | 16807739 |  | - | [6 empty] | 1 | https://www.unikeyic.com/media/about_us/Unikey_ISO_9001_Certification.pdf | https://www.unikeyic.com/products/fiber-optic-cables-and-cable-assemblies/n383l-02m/22567426.html
N383L-05M | Tripp Lite | 1: 154.2888 | 40/100/400G Singlemode 9/125 OS2 Fiber Optic Cable (Duplex SN-UPC to Duplex LC-UPC M/M), LSZH, Yellow, 5m (16.4ft) | LC/UPC Duplex | SN/UPC Duplex |  | 10mm | 0.06" (1.6mm) | - |  |  | Yellow | Blue, White |  |  |  | - | 9/125 |  | 0.30dB |  | Low Smoke Zero Halogen (LSZH) |  |  |  | 16.4' (5.0m) | Not Applicable |  |  |  | -10°C ~ 60°C | Box |  | - | - | 16807740 |  | - | [6 empty] | 1 | https://www.unikeyic.com/media/about_us/Unikey_ISO_9001_Certification.pdf | https://www.unikeyic.com/products/fiber-optic-cables-and-cable-assemblies/n383l-05m/20690572.html
N457-001-62 | Tripp Lite | 1: 43.9775 5: 43.1922 10: 42.4068 50: 42.4068 100: 42.4068 | Cable Assembly Duplex 0.3m 2(LC) to 2(ST) 2 to 2 POS M-F | LC Duplex | ST (2) |  | - | - | Twin Zip |  |  | Orange | Beige, Black |  |  |  | Adapter, Low Smoke | 62.5/125 |  | - |  | Poly-Vinyl Chloride (PVC) |  |  |  | 1.00' (305mm) | Not Applicable |  |  |  | - | Bulk |  | OFNR, LSZH | - |  |  | - | [6 empty] | 83 | https://www.unikeyic.com/media/datasheet/9b/3f/2fe0/9b/4c55f71e169f980aaaeac7526cb4b2a8.pdf | https://www.unikeyic.com/products/fiber-optic-cables-and-cable-assemblies/n457-001-62/20261761.html
N458-001-62 | Tripp Lite | 1: 45.408 10: 39.6468 25: 37.6056 50: 35.4564 100: 34.1064 250: 31.968 | Optical Cable Assembly, 0.3m, LC to SC, 2-Pos M-F, Carton | LC Duplex | SC Duplex |  | - | - | Twin Zip |  |  | Orange | Beige |  |  |  | - | 50/125 |  | - |  | Poly-Vinyl Chloride (PVC) |  |  |  | 1.00' (305mm) | Not Applicable |  |  |  | - | Bulk |  | - | - | 4438670 |  | - | [6 empty] | 3 | https://www.unikeyic.com/media/datasheet/fa/bb/c972/fa/3998357175db646709d8b700936e45b0.pdf | https://www.unikeyic.com/products/fiber-optic-cables-and-cable-assemblies/n458-001-62/22558537.html
N506-50M | Tripp Lite | 1: 132.6334 10: 119.2972 25: 112.545 | SC TO SC 50/125 164.0' (50.0m) | SC Duplex | SC Duplex |  | - | 0.03" (0.9mm) | Twin Zip |  |  | Orange | Black, Red |  |  |  | Zipcord | 50/125 |  | 0.20dB |  | Poly-Vinyl Chloride (PVC) |  |  |  | 164.0' (50.0m) | Not Applicable |  |  |  | - | Bulk |  | FDDI, OFNR | - |  |  | - | [6 empty] | 1 | https://www.unikeyic.com/media/datasheet/ed/30/32f6/ed/554192d50f6acda2459681a96cf7f1d5.pdf | https://www.unikeyic.com/products/fiber-optic-cables-and-cable-assemblies/n506-50m/22968210.html
N518-01M | Tripp Lite | 1: 19.8613 10: 16.8833 25: 15.8256 50: 15.0705 100: 14.3515 250: 13.4537 500: 13.0483 | LC TO ST (2) 50/125 3.3' (1.0m) | LC Duplex | ST (2) |  | - | - | Twin Zip |  |  | Orange | Beige, Black |  |  |  | Low Smoke, Zipcord | 50/125 |  | - |  | Low Smoke Zero Halogen (LSZH) |  |  |  | 3.3' (1.0m) | Not Applicable |  |  |  | - | Bulk |  | FDDI, OFNR | - | 4438679 |  | - | [6 empty] | 35 | https://www.unikeyic.com/media/datasheet/ee/7b/34b6/ee/adfeb7fcfcdb48d9bcb9ce87e45d9f7b.pdf | https://www.unikeyic.com/products/fiber-optic-cables-and-cable-assemblies/n518-01m/15228451.html
N820-01M-IND | Tripp Lite | 1: 43.5538 5: 42.776 10: 42.776 25: 41.9983 50: 41.9983 100: 41.9983 | 10Gb Rigid Industrial Duplex Multimode 50/125 OM3 Fiber Patch Cable (LC/LC) - IP68, Aqua, 1 m (3 ft.) | LC Duplex | LC Duplex |  | 150mm | 0.30" (7.5mm) | - |  |  | Aqua | Beige |  |  |  | - | 50/125 |  | 0.10dB |  | Poly-Vinyl Chloride (PVC) |  |  |  | 3.3' (1.0m) | Not Applicable |  |  |  | -10°C ~ 50°C | Bulk |  | - | - | 13178012 |  | - | [6 empty] | 16 | https://www.unikeyic.com/media/pdf/HTMLDatasheet/tripp-lite/dd/e6/72ad/n820-01m-ind/2025/11/n820-01m-ind.pdf | https://www.unikeyic.com/products/fiber-optic-cables-and-cable-assemblies/n820-01m-ind/22869486.html
N820-02M | Tripp Lite | 1: 28.2785 10: 23.3928 25: 22.4964 50: 21.4164 100: 20.4012 250: 18.8136 | Cable Assembly Duplex 2m LC to LC 2 to 2 POS M-M Carton | LC Duplex | LC Duplex |  | - | - | Twin Zip |  |  | Aqua | Beige |  |  |  | Low Smoke, Zipcord | 50/125 |  | - |  | Low Smoke Zero Halogen (LSZH) |  |  |  | 6.6' (2.0m) | Not Applicable |  |  |  | - | Bulk |  | LSZH | - | 4438708 |  | - | [6 empty] | 9 | https://www.unikeyic.com/media/datasheet/3a/43/99eb/3a/4575f36785e3595b8b2a194b9ecb2bda.pdf | https://www.unikeyic.com/products/fiber-optic-cables-and-cable-assemblies/n820-02m/21332761.html
N820-02M-IND | Tripp Lite | 1: 54.3309 5: 53.3607 10: 53.3607 25: 52.3905 50: 52.3905 100: 52.3905 | 10Gb Rigid Industrial Duplex Multimode 50/125 OM3 Fiber Patch Cable (LC/LC) - IP68, Aqua, 2 m (6.6 ft.) | LC Duplex | LC Duplex |  | 150mm | 0.30" (7.5mm) | - |  |  | Aqua | Beige |  |  |  | - | 50/125 |  | 0.10dB |  | Poly-Vinyl Chloride (PVC) |  |  |  | 6.6' (2.0m) | Not Applicable |  |  |  | -10°C ~ 50°C | Bulk |  | - | - |  |  | - | [6 empty] | 19 | https://www.unikeyic.com/media/pdf/HTMLDatasheet/tripp-lite/28/91/9ae3/n820-02m-ind/2025/11/n820-02m-ind.pdf | https://www.unikeyic.com/products/fiber-optic-cables-and-cable-assemblies/n820-02m-ind/21998789.html
N820-03M | Tripp Lite | 1: 28.6731 5: 25.7577 10: 22.8423 50: 21.7462 100: 20.7154 250: 19.4654 | Cable Assembly Duplex 2.99m 2(LC) to 2(LC) M-M | LC Duplex | LC Duplex |  | - | - | Twin Zip |  |  | Aqua | Beige |  |  |  | Low Smoke, Zipcord | 50/125 |  | - |  | Low Smoke Zero Halogen (LSZH) |  |  |  | 9.8' (3.0m) | Not Applicable |  |  |  | - | Bulk |  | LSZH | - |  |  | - | [6 empty] | 1 | https://www.unikeyic.com/media/datasheet/7d/d1/7211/7d/fb1588605a4bcfd20b5364c5b1e5bb22.pdf | https://www.unikeyic.com/products/fiber-optic-cables-and-cable-assemblies/n820-03m/17436750.html
N820-05M | Tripp Lite | 1: 31.9788 10: 27.1782 25: 25.4763 50: 24.2607 100: 23.1037 250: 21.9645 | Duplex Cable Assembly, 5m, LC to LC, 2-Pos M-M, Carton | LC Duplex | LC Duplex |  | - | - | Twin Zip |  |  | Aqua | Beige |  |  |  | Low Smoke, Zipcord | 50/125 |  | - |  | Low Smoke Zero Halogen (LSZH) |  |  |  | 16.4' (5.0m) | Not Applicable |  |  |  | - | Bulk |  | LSZH | - |  |  | - | [6 empty] | 533 | https://www.unikeyic.com/media/datasheet/77/5e/03ee/77/fc73838d945284f5a50d7c4ee678904c.pdf | https://www.unikeyic.com/products/fiber-optic-cables-and-cable-assemblies/n820-05m/19405072.html
N820-05M-IND | Tripp Lite | 1: 53.7442 5: 52.7845 10: 52.7845 25: 51.8248 50: 51.8248 100: 51.8248 | 10Gb Rigid Industrial Duplex Multimode 50/125 OM3 Fiber Patch Cable (LC/LC) - IP68, Aqua, 5 m (16.4 ft.) | LC Duplex | LC Duplex |  | 150mm | 0.30" (7.5mm) | - |  |  | Aqua | Beige |  |  |  | - | 50/125 |  | 0.10dB |  | Poly-Vinyl Chloride (PVC) |  |  |  | 16.4' (5.0m) | Not Applicable |  |  |  | -10°C ~ 50°C | Bulk |  | - | - | 13178424 |  | - | [6 empty] | 14 | https://www.unikeyic.com/media/about_us/Unikey_ISO_9001_Certification.pdf | https://www.unikeyic.com/products/fiber-optic-cables-and-cable-assemblies/n820-05m-ind/14914617.html
N820-10M | Tripp Lite | 1: 45.8173 10: 38.9459 25: 36.5083 50: 34.767 100: 33.1094 250: 32.5531 | Cable Assembly Fiber Optic 10m Duplex LC to Duplex LC Carton | LC Duplex | LC Duplex |  | - | - | Twin Zip |  |  | Aqua | Beige |  |  |  | Low Smoke, Zipcord | 50/125 |  | - |  | Low Smoke Zero Halogen (LSZH) |  |  |  | 32.8' (10.0m) | Not Applicable |  |  |  | - | Bulk |  | LSZH | - | 1533379 |  | - | [6 empty] | 15 | https://www.unikeyic.com/media/datasheet/f8/cf/801d/f8/7ffd9170d353447198624f137744c8e9.pdf | https://www.unikeyic.com/products/fiber-optic-cables-and-cable-assemblies/n820-10m/20569008.html
N820-10M-OM4TAA | Tripp Lite | 1: 59.0871 10: 50.2263 25: 47.0835 50: 44.838 100: 42.9944 | EATON TRIPP LITE SERIES 10GB/40G | [20 empty] | 32.8' (10.0m) | [12 empty] | boxed | [7 empty] | 2 | https://www.unikeyic.com/media/about_us/Unikey_ISO_9001_Certification.pdf | https://www.unikeyic.com/products/fiber-optic-cables-and-cable-assemblies/n820-10m-om4taa/727167524.html
N821-75M-AQ-AR | Tripp Lite | 1: 409.9356 10: 348.5171 25: 334.5028 | LC TO LC 50/125 246.1' (75.0m) | LC Duplex | LC Duplex |  | 30mm | 0.12" (3.0mm) | Twin Zip |  |  | Aqua | Aqua |  |  |  | - | 50/125 |  | 0.20dB |  | Poly-Vinyl Chloride (PVC), Low Smoke Zero Halogen (LSZH) |  |  |  | 246.1' (75.0m) | Not Applicable |  |  |  | -20°C ~ 60°C | Bulk |  | - | - | 15298561 |  | - | [6 empty] | 3 | https://www.unikeyic.com/media/datasheet/0c/10/23e9/0c/a1b0071f467682f336f11f89c0b7646f.pdf | https://www.unikeyic.com/products/fiber-optic-cables-and-cable-assemblies/n821-75m-aq-ar/22828542.html
N823L-02M-MG | Tripp Lite | 1: 155.8332 | 40/100/400G Multimode 50/125 OM4 Fiber Optic Cable (Duplex SN-PC to Duplex LC-PC M/M), LSZH, Magenta, 2 m (6.6 ft.) | LC Duplex | SN Duplex |  | 10mm | 0.06" (1.6mm) | - |  |  | Magenta | Aqua, White |  |  |  | - | 50/125 |  | 0.20dB |  | Low Smoke Zero Halogen (LSZH) |  |  |  | 6.6' (2.0m) | Not Applicable |  |  |  | -10°C ~ 60°C | Box |  | - | - | 16807747 |  | - | [6 empty] | 1 | https://www.unikeyic.com/media/about_us/Unikey_ISO_9001_Certification.pdf | https://www.unikeyic.com/products/fiber-optic-cables-and-cable-assemblies/n823l-02m-mg/14640076.html
N823L-03M-MG | Tripp Lite | 1: 157.7455 | 40/100/400G Multimode 50/125 OM4 Fiber Optic Cable (Duplex SN-PC to Duplex LC-PC M/M), LSZH, Magenta, 3m (9.8ft) | [20 empty] | 9.8' (3.0m) | [8 empty] | On sale |  |  |  | boxed | [7 empty] | 1 | https://www.unikeyic.com/media/about_us/Unikey_ISO_9001_Certification.pdf | https://www.unikeyic.com/products/fiber-optic-cables-and-cable-assemblies/n823l-03m-mg/22503701.html
N823S-02M-MG | Tripp Lite | 1: 225.8347 | 400G Multimode 50/125 OM4 Fiber Optic Cable (Duplex SN-PC M/M), LSZH, Magenta, 2m (6.6ft) | SN Duplex | SN Duplex |  | 10mm | 0.06" (1.6mm) | - |  |  | Magenta | Aqua, White |  |  |  | - | 50/125 |  | 0.20dB |  | Low Smoke Zero Halogen (LSZH) |  |  |  | 6.6' (2.0m) | Not Applicable |  |  |  | -10°C ~ 60°C | Box |  | - | - | 16807746 |  | - | [6 empty] | 1 | https://www.unikeyic.com/media/about_us/Unikey_ISO_9001_Certification.pdf | https://www.unikeyic.com/products/fiber-optic-cables-and-cable-assemblies/n823s-02m-mg/19014843.html
N823S-03M-MG | Tripp Lite | 1: 230.0169 | 400G Multimode OM4 Fiber Optic Cable Duplex SN-PC M/M LSZH Magenta 3m (9.8ft) | SN Duplex | SN Duplex |  | 10mm | 0.06" (1.6mm) | - |  |  | Magenta | Aqua, White |  |  |  | - | 50/125 |  | 0.20dB |  | Low Smoke Zero Halogen (LSZH) |  |  |  | 9.8' (3.0m) | Not Applicable |  |  |  | -10°C ~ 60°C | Box |  | - | - |  |  | - | [6 empty] | 1 | https://www.unikeyic.com/media/about_us/Unikey_ISO_9001_Certification.pdf | https://www.unikeyic.com/products/fiber-optic-cables-and-cable-assemblies/n823s-03m-mg/18200870.html
N844B-LOOP-12F | Tripp Lite | 1: 100.8522 10: 85.7316 25: 80.3682 50: 76.5362 100: 72.8885 | MULTIMODE 50/125 OM3 LOOPBACK FI | MTP | MTP |  | 10mm | 0.12" (3.0mm) | - |  |  | Aqua | Black |  |  |  | - | 50/125 |  | 0.35dB |  | Low Smoke Zero Halogen (LSZH) |  |  |  | 12.0' (3.7m) | Not Applicable |  |  |  | -10°C ~ 60°C | Bulk |  | - | - |  |  | - | [6 empty] | 68 | https://www.unikeyic.com/media/about_us/Unikey_ISO_9001_Certification.pdf | https://www.unikeyic.com/products/fiber-optic-cables-and-cable-assemblies/n844b-loop-12f/28823316.html
N845-02M-8S-MG | Tripp Lite | 1: 595.5768 10: 540.121 | 40/100/400G Multimode 50/125 OM4 Breakout Fiber Optic Cable (16F MTP/MPO-APC to 8x Duplex SN-PC F/M), LSZH, Magenta, 2m (6.6ft) | MTP | S-PC Duplex (8) |  | 10mm | 0.12" (3.0mm) | - |  |  | Magenta | Aqua, Black, White |  |  |  | - | 50/125 |  | 0.20dB, 0.35dB |  | Low Smoke Zero Halogen (LSZH) |  |  |  | 6.6' (2.0m) | Not Applicable |  |  |  | -10°C ~ 60°C | Box |  | - | - | 16807769 |  | - | [6 empty] | 1 | https://www.unikeyic.com/media/about_us/Unikey_ISO_9001_Certification.pdf | https://www.unikeyic.com/products/fiber-optic-cables-and-cable-assemblies/n845-02m-8s-mg/20032241.html
N845-05M-8L-MG | Tripp Lite | 1: 358.2301 10: 304.5567 25: 288.6286 | MTP/MPO TO 8XLC FAN-OUT PATCH CA | LC Duplex (8) | MTP |  | - | - | - |  |  | Magenta | Aqua, Black, Magenta |  |  |  | - | - |  | - |  | - |  |  |  | 16.4' (5.0m) | Not Applicable |  |  |  | -20°C ~ 60°C | Bulk |  | - | - |  |  | - | [6 empty] | 3 | https://www.unikeyic.com/media/datasheet/03/ed/bb91/03/5178cd9929b61829c6d32857fe058fcf.pdf | https://www.unikeyic.com/products/fiber-optic-cables-and-cable-assemblies/n845-05m-8l-mg/15718976.html
N845B-02M-12-MG | Tripp Lite | 1: 182.358 10: 161.7872 25: 158.814 | 100G Multimode 50/125 OM4 Fiber Optic Cable (12F MTP/MPO-PC F/F), LSZH, Magenta, 2m (6.6ft) | MTP | MTP |  | 10mm | - | - |  |  | Magenta | Black, Magenta |  |  |  | - | 50/125 |  | 0.30dB |  | Low Smoke Zero Halogen (LSZH) |  |  |  | 6.6' (2.0m) | Not Applicable |  |  |  | -20°C ~ 60°C | Box |  | - | - |  |  | - | [6 empty] | 1 | https://www.unikeyic.com/media/about_us/Unikey_ISO_9001_Certification.pdf | https://www.unikeyic.com/products/fiber-optic-cables-and-cable-assemblies/n845b-02m-12-mg/14518453.html
N845X-02M-8L-MG | Tripp Lite | 1: 199.2492 10: 176.7679 25: 174.9194 | 40/100G Multimode 50/125 OM4 Fiber Optic Cable (12F MTP/MPO-PC to 4x Duplex LC/PC F/M), LSZH, Magenta, 2 m (6.6 ft.) | MTP | LC Duplex (4) |  | 10mm | - | - |  |  | Magenta | Aqua, Black, Magenta |  |  |  | - | 50/125 |  | 0.30dB |  | Low Smoke Zero Halogen (LSZH) |  |  |  | 6.6' (2.0m) | Not Applicable |  |  |  | -20°C ~ 60°C | Box |  | - | - |  |  | - | [6 empty] | 1 | https://www.unikeyic.com/media/about_us/Unikey_ISO_9001_Certification.pdf | https://www.unikeyic.com/products/fiber-optic-cables-and-cable-assemblies/n845x-02m-8l-mg/20029660.html
N846D-01M-16AMG | Tripp Lite | 1: 301.2984 10: 256.1458 25: 240.1341 | Cable Assembly, Optical Cable, 1m, 16-Strand MTP to 16-Strand MTP, F-F | MTP | MTP |  | 10mm | - | - |  |  | Magenta | Black |  |  |  | - | 50/125 |  | 0.60dB |  | - |  |  |  | 3.3' (1.0m) | Not Applicable |  |  |  | -20°C ~ 60°C | Bulk |  | OFNP | - | 13980751 |  | - | [6 empty] | 1 | https://www.unikeyic.com/media/pdf/HTMLDatasheet/tripp-lite/2f/cb/90eb/n846d-01m-16amg/2025/11/n846d-01m-16amg.pdf | https://www.unikeyic.com/products/fiber-optic-cables-and-cable-assemblies/n846d-01m-16amg/19797032.html
N846D-03M-24AAQ | Tripp Lite | 1: 385.6464 | Cable Assembly, Optical Cable, 3m, 24-STRAND MTP to 24-STRAND MTP, F-F | MTP | MTP |  | 10mm | - | - |  |  | Aqua | Aqua, Black |  |  |  | - | 50/125 |  | 0.35dB |  | - |  |  |  | 9.8' (3.0m) | Not Applicable |  |  |  | -20°C ~ 60°C | Bulk |  | OFNP | - |  |  | - | [6 empty] | 1 | https://www.unikeyic.com/media/pdf/HTMLDatasheet/tripp-lite/fc/2f/5159/n846d-03m-24aaq/2025/11/n846d-03m-24aaq.pdf | https://www.unikeyic.com/products/fiber-optic-cables-and-cable-assemblies/n846d-03m-24aaq/16327214.html
NDAQGF-0004 | Amphenol | 1: 118.833 5: 113.872 9: 109.318 | Cable Assembly, Patch Cord, 0.5m, 30AWG, QSFP+ to 4(SFP+), PL-PL, Bag | [41 empty] | 33 | https://www.unikeyic.com/media/about_us/Unikey_ISO_9001_Certification.pdf | https://www.unikeyic.com/products/fiber-optic-cables-and-cable-assemblies/ndaqgf-0004/19604032.html
NDARHF-0002 | Amphenol | 1: 165.583 4: 158.675 7: 152.328 31: 146.234 | Cable Assembly Patch Cord 2m 30AWG QSFP to 2(QSFP) PL-PL Bag | [41 empty] | 66 | https://www.unikeyic.com/media/about_us/Unikey_ISO_9001_Certification.pdf | https://www.unikeyic.com/products/fiber-optic-cables-and-cable-assemblies/ndarhf-0002/17318120.html
NDARHF0003 | Amphenol | 1: 199.694 3: 191.378 5: 183.722 25: 176.374 | Cable Assembly Optical Cable 3m QSFP+ to 2(QSFP+) 38 to 20 POS M-M Bag | [26 empty] | -55℃~80℃ | [14 empty] | 27 | https://www.unikeyic.com/media/about_us/Unikey_ISO_9001_Certification.pdf | https://www.unikeyic.com/products/fiber-optic-cables-and-cable-assemblies/ndarhf0003/20975472.html
NDARHG-0001 | Amphenol | 1: 121.495 5: 116.435 9: 111.782 42: 107.305 | QSFP28Gb 28AWG 1m Passive | [41 empty] | 95 | https://www.unikeyic.com/media/about_us/Unikey_ISO_9001_Certification.pdf | https://www.unikeyic.com/products/fiber-optic-cables-and-cable-assemblies/ndarhg-0001/17133031.html
NDARHG-0002 | Amphenol | 1: 182.556 3: 174.955 6: 167.948 28: 161.238 82: 154.517 | Cable Assembly, Patch Cord, 2m, 28AWG, QSFP to 2(QSFP), PL-PL, Bag | [41 empty] | 98 | https://www.unikeyic.com/media/about_us/Unikey_ISO_9001_Certification.pdf | https://www.unikeyic.com/products/fiber-optic-cables-and-cable-assemblies/ndarhg-0002/23091476.html
NFC-CARDS-5PK | FLUKE | 1: 51.3875 | CLEANER, FIBRE OPTIC, 5PAK; Cleaner Type:Fiber Cleaner; Cleaner Applications:Fiber Optic Connections; Dispensing Method:-; Weight:-; Product Range:-; SVHC:No SVHC (15-Jun-2015); Volume:- | [23 empty] | Not Applicable |  |  |  |  | Box |  |  |  | 9829961 |  | - | - | - |  |  |  | - | 2 | https://www.unikeyic.com/media/datasheet/92/f6/dfb7/92/e889db5846b97235cc2a7347e215a315.pdf | https://www.unikeyic.com/products/fiber-optic-cables-and-cable-assemblies/nfc-cards-5pk/15189871.html
NFC-CUBE | FLUKE | 1: 68.256 | Fluke Networks Fiber Optic Test Equipment Cleaning Kit, Quick Cleanseries | [23 empty] | Not Applicable |  |  |  |  | Box | [5 empty] | - | - | - |  |  |  | - | 33 | https://www.unikeyic.com/media/datasheet/2e/fa/f76f/2e/9f9542305fcbcc127dfae95a48f4c023.pdf | https://www.unikeyic.com/products/fiber-optic-cables-and-cable-assemblies/nfc-cube/17413836.html
NFC-KIT-BOX | FLUKE | 1: 144.6012 | FO CLEANING CUBEPEN2.5SWABS5CRD |  |  | NFC-KI | [20 empty] | Not Applicable |  |  |  |  | Box |  |  |  | 9829955 |  | - | - | - |  |  |  | - | 1 | https://www.unikeyic.com/media/datasheet/2e/fa/f76f/2e/9f9542305fcbcc127dfae95a48f4c023.pdf | https://www.unikeyic.com/products/fiber-optic-cables-and-cable-assemblies/nfc-kit-box/18513736.html
NFC-KIT-CASE-E | FLUKE | 1: 430.3584 | Quick Clean Cleaner Solution |  |  | NFC-KI | [20 empty] | Not Applicable |  |  |  |  | Box |  |  |  | 9829957 |  | - | - | - |  |  |  | - | 13 | https://www.unikeyic.com/media/datasheet/cb/e2/a15c/cb/d1c0036e1e83c0f50236b22b22f343fd.pdf | https://www.unikeyic.com/products/fiber-optic-cables-and-cable-assemblies/nfc-kit-case-e/22045118.html
NFC-SWABS-1.25MM | FLUKE | 1: 53.2116 | FIBEROPTIC CLEAN SWAB 1.25MM DIA | [23 empty] | Not Applicable |  |  |  |  | Box |  |  |  | 9829959 |  | - | - | LC, MU Connectors |  |  |  | - | 8 | https://www.unikeyic.com/media/datasheet/92/f6/dfb7/92/e889db5846b97235cc2a7347e215a315.pdf | https://www.unikeyic.com/products/fiber-optic-cables-and-cable-assemblies/nfc-swabs-1-25mm/21805874.html
NFC-SWABS-2.5MM | FLUKE | 1: 51.2 | FIBRE OPTIC CLEANING SWAB, SC/ST, 2.5MM; Tip Material:Polyurethane Foam; Swab Tip Size:4 " x 1 "; Handle Length:-; Handle Material:-; Product Range:-; SVHC:No SVHC (15-Jun-2015) | [23 empty] | Not Applicable |  |  |  |  | Box |  |  |  | 9829960 |  | - | - | SC, ST Connectors |  |  |  | - | 35 | https://www.unikeyic.com/media/datasheet/2e/fa/f76f/2e/9f9542305fcbcc127dfae95a48f4c023.pdf | https://www.unikeyic.com/products/fiber-optic-cables-and-cable-assemblies/nfc-swabs-2-5mm/20721474.html
NKFP92ELLLSM009 | PANDUIT | 1: 57.1208 10: 53.1116 | LC TO LC 9/125 29.5' (9.0 m) | LC Duplex | LC Duplex | NKFP92 | - | 0.06" (1.6mm) | - |  |  | Yellow | Black |  |  |  | Low Smoke | 9/125 |  | 0.30dB |  | - |  |  |  | 29.5' (9.0m) | Not Applicable |  |  |  | -10°C ~ 60°C | Bulk |  | LSZH | 20dB | 9635117 |  | NetKey™ | [6 empty] | 10 | https://www.unikeyic.com/media/about_us/Unikey_ISO_9001_Certification.pdf | https://www.unikeyic.com/products/fiber-optic-cables-and-cable-assemblies/nkfp92elllsm009/15011336.html
NKFP92ELLLSM012 | PANDUIT | 1: 62.3716 | LC TO LC 9/125 39.4' (12.0m) | LC Duplex | LC Duplex | NKFP92 | - | 0.06" (1.6mm) | - |  |  | Yellow | Black |  |  |  | Low Smoke | 9/125 |  | 0.30dB |  | - |  |  |  | 39.4' (12.0m) | Not Applicable |  |  |  | -10°C ~ 60°C | Bulk |  | LSZH | 20dB |  |  | NetKey™ | [6 empty] | 6 | https://www.unikeyic.com/media/about_us/Unikey_ISO_9001_Certification.pdf | https://www.unikeyic.com/products/fiber-optic-cables-and-cable-assemblies/nkfp92elllsm012/18630233.html
NKFPX2ERLLSM002 | PANDUIT | 1: 39.7016 10: 36.9209 25: 35.8656 50: 35.0865 100: 34.323 250: 33.3378 500: 32.6098 1,000: 31.8968 2,500: 30.9765 | LC TO LC 50/125 6.6' (2.0 m) | LC Duplex | LC Duplex | NKFPX2 | - | 0.06" (1.6mm) | Twin Zip |  |  | Aqua | Beige |  |  |  | - | 50/125 |  | 0.30dB |  | - |  |  |  | 6.6' (2.0m) | Not Applicable |  |  |  | -10°C ~ 60°C | Bulk |  | OFNR | 26dB |  |  | NetKey™ | [6 empty] | 5 | https://www.unikeyic.com/media/datasheet/d9/25/1db3/d9/5edbba0324f2dbff5874a07b3e906280.pdf | https://www.unikeyic.com/products/fiber-optic-cables-and-cable-assemblies/nkfpx2erllsm002/15611393.html
OFB-BH-6-19 | ESSENTRA | 50: 0.4705 100: 0.4516 250: 0.4215 500: 0.414 1,000: 0.414 | Optical Fiber Bend Limiting Tube |  |  | OFB-BH | [10 empty] | - | [9 empty] | 1 (Unlimited) |  |  |  |  | Bulk | [5 empty] | Richco |  | 2.2mm Dia Cables, 14.0mm Length |  |  |  |  | 581 | https://www.unikeyic.com/media/datasheet/15/57/cbaf/15/7dcee8087eb94bab621054e907ba1820.pdf | https://www.unikeyic.com/products/fiber-optic-cables-and-cable-assemblies/ofb-bh-6-19/17818833.html
OFB-BH-9-19 | ESSENTRA | 25: 0.5371 50: 0.5371 100: 0.4813 250: 0.4813 500: 0.4727 1,000: 0.4727 | Optical Fiber Bend Limiting Tube |  |  | OFB-BH | [10 empty] | - | [9 empty] | 1 (Unlimited) |  |  |  |  | Bulk |  |  |  | 3814346 |  | Richco |  | 2.2mm and 4.0mm Dia Cables, 25.2mm Length |  |  |  |  | 881 | https://www.unikeyic.com/media/datasheet/b6/4a/380d/b6/4079fd3ed1153c8a4426d994017de5b0.pdf | https://www.unikeyic.com/products/fiber-optic-cables-and-cable-assemblies/ofb-bh-9-19/16591897.html
OFB3P-4-19 | ESSENTRA | 1: 0.709 | Cable Accessories Wire Saddle Nylon 6/6 Natural |  |  | OFB3P | [10 empty] | Flame Retardant | [9 empty] | Not Applicable |  |  |  |  | Bulk |  |  |  | 393052 |  | Richco |  | 3.0mm Dia Cables, 23.9mm Length |  |  |  |  | 980 | https://www.unikeyic.com/media/datasheet/e8/66/b784/e8/30602876591887d7252a50175ed9ede4.pdf | https://www.unikeyic.com/products/fiber-optic-cables-and-cable-assemblies/ofb3p-4-19/22195546.html
OFBLT-3.1-05-PP | ESSENTRA | 1: 522.7632 3: 502.047 5: 443.0055 | Cable Accessories Tube Polypropylene White |  |  | OFBLT | [10 empty] | - | [9 empty] | Not Applicable |  |  |  |  | Bulk | [5 empty] | Richco |  | 3.1mm Inner Dia, 100m Length |  |  |  |  | 7 | https://www.unikeyic.com/media/datasheet/3d/7b/2ce8/3d/6b4b34afbb0f0409300c8c7c34b020b3.pdf | https://www.unikeyic.com/products/fiber-optic-cables-and-cable-assemblies/ofblt-3-1-05-pp/14031875.html
OFBLT-C1-5-01 | ESSENTRA | 25: 0.7651 50: 0.7345 100: 0.6855 250: 0.6733 500: 0.6733 1,000: 0.6733 | Optical Fiber Bend Limiting Tube |  |  | OFBLT | [10 empty] | - | [9 empty] | 1 (Unlimited) |  |  |  |  | Bulk |  |  |  | 3814349 |  | Richco |  | Hinged Top Lock |  |  |  |  | 333 | https://www.unikeyic.com/media/datasheet/3d/7b/2ce8/3d/6b4b34afbb0f0409300c8c7c34b020b3.pdf | https://www.unikeyic.com/products/fiber-optic-cables-and-cable-assemblies/ofblt-c1-5-01/17122484.html
OFBLT-C1-5-19 | ESSENTRA | 25: 0.7942 50: 0.7624 100: 0.7116 250: 0.6989 500: 0.6989 1,000: 0.6989 | Optical Fiber Bend Limiting Tube |  |  | OFBLT | [10 empty] | - | [9 empty] | 1 (Unlimited) |  |  |  |  | Bulk |  |  |  | 3814350 |  | Richco |  | Hinged Top Lock |  |  |  |  | 746 | https://www.unikeyic.com/media/datasheet/3d/7b/2ce8/3d/6b4b34afbb0f0409300c8c7c34b020b3.pdf | https://www.unikeyic.com/products/fiber-optic-cables-and-cable-assemblies/ofblt-c1-5-19/16307019.html
OFBLT-P-42-635PP | ESSENTRA | 1: 1224.7848 | Optical Fiber Bend Limiting Tube |  |  | OFBLT | [10 empty] | - | [9 empty] | Not Applicable |  |  |  |  | Bag | [5 empty] | Richco |  | 4.2mm Inner Dia, 100m Length |  |  |  |  | 1 | https://www.unikeyic.com/media/datasheet/77/16/d4c5/77/216cfe6a692b7728d82cdcdd6ce1230e.pdf | https://www.unikeyic.com/products/fiber-optic-cables-and-cable-assemblies/ofblt-p-42-635pp/19393440.html
OFEB-3-19 | ESSENTRA | 50: 0.3225 100: 0.3096 250: 0.289 500: 0.289 1,000: 0.289 | Expandable Bracket |  |  | OFEB | [10 empty] | Adhesive, Flame Retardant | [9 empty] | Not Applicable |  |  |  |  | Bulk |  |  |  | 393104 |  | Richco |  | 3.0mm Dia Cables, 20.6mm Length |  |  |  |  | 940 | https://www.unikeyic.com/media/datasheet/4f/a1/4f29/4fa14f29fc60eb64377afe3a370834af.pdf | https://www.unikeyic.com/products/fiber-optic-cables-and-cable-assemblies/ofeb-3-19/18544868.html
OFFG-165M-19-BK | ESSENTRA | 100: 7.296 200: 6.42 | Flexible Fiber Guide Channel |  |  | OFFG | [10 empty] | Flame Retardant | [9 empty] | 1 (Unlimited) |  |  |  |  | Bulk |  |  |  | 3814356 |  | Richco |  | 168.0mm L x 9.0mm W x 5.8mm H |  |  |  |  | 980 | https://www.unikeyic.com/media/datasheet/3d/7b/2ce8/3d/6b4b34afbb0f0409300c8c7c34b020b3.pdf | https://www.unikeyic.com/products/fiber-optic-cables-and-cable-assemblies/offg-165m-19-bk/20275149.html
OFFGSP-F19BK | ESSENTRA | 10: 1.1559 100: 1.0595 500: 1.0595 1,000: 1.0403 2,500: 1.0403 | Flexible Fiber Guide Support Post, Flat To Board |  |  | OFFGSP | [10 empty] | Flame Retardant | [9 empty] | 1 (Unlimited) |  |  |  |  | Bulk |  |  |  | 3814357 |  | Richco |  | 9.00mm Length |  |  |  |  | 93 | https://www.unikeyic.com/media/datasheet/2f/b2/6eff/2f/8024bc94f17d9be7735dd9d8ebe2bb68.pdf | https://www.unikeyic.com/products/fiber-optic-cables-and-cable-assemblies/offgsp-f19bk/19673366.html
OFHB2-4A1-RT-19 | ESSENTRA | 1: 0.4882 | Cable Accessories Holder on Base Nylon 6/6 Natural |  |  | OFHB2 | [10 empty] | Adhesive Mount | [9 empty] | 1 (Unlimited) |  |  |  |  | Bulk |  |  |  | 3814362 |  | Richco |  | 4 Pos, 2.0mm Dia Cables |  |  |  |  | 595 | https://www.unikeyic.com/media/datasheet/3d/7b/2ce8/3d/6b4b34afbb0f0409300c8c7c34b020b3.pdf | https://www.unikeyic.com/products/fiber-optic-cables-and-cable-assemblies/ofhb2-4a1-rt-19/20624451.html
OFHB3-4-19A-RT | ESSENTRA | 1,000: 0.3349 3,000: 0.3109 5,000: 0.3093 8,000: 0.3086 10,000: 0.3078 25,000: 0.307 50,000: 0.3063 | OPTICAL FIBER HOLDER ON BASE |  |  | OFHB3 | [10 empty] | Adhesive Mount | [9 empty] | 1 (Unlimited) |  |  |  |  | Bulk |  |  |  | 3814363 |  | Richco |  | 4 Way, 3.0mm Dia Cables |  |  |  |  | 2000 | https://www.unikeyic.com/media/datasheet/3d/7b/2ce8/3d/6b4b34afbb0f0409300c8c7c34b020b3.pdf | https://www.unikeyic.com/products/fiber-optic-cables-and-cable-assemblies/ofhb3-4-19a-rt/18724095.html
OFRB-2BK | ESSENTRA | 100: 2.9309 300: 2.7122 500: 2.6162 1,000: 2.4914 2,500: 2.3356 | Optical Fibre Rack Bracket |  |  | OFRB | [10 empty] | - | [9 empty] | 1 (Unlimited) |  |  |  |  | Bulk | [5 empty] | Richco |  | 42.7mm L x 30.32mm W x 56.5mm H |  |  |  |  | 452 | https://www.unikeyic.com/media/datasheet/e8/66/b784/e8/30602876591887d7252a50175ed9ede4.pdf | https://www.unikeyic.com/products/fiber-optic-cables-and-cable-assemblies/ofrb-2bk/21891492.html
OFS90-30R | ESSENTRA | 100: 0.614 300: 0.5682 500: 0.548 1,000: 0.5219 2,500: 0.4892 | Fiber Segment, 30mm Radius |  |  | OFS90 | [10 empty] | Flame Retardant | [9 empty] | 1 (Unlimited) |  |  |  |  | Bulk | [5 empty] | Richco |  | 48.0mm Radius, 7.0mm Height |  |  |  |  | 706 | https://www.unikeyic.com/media/datasheet/3d/7b/2ce8/3d/6b4b34afbb0f0409300c8c7c34b020b3.pdf | https://www.unikeyic.com/products/fiber-optic-cables-and-cable-assemblies/ofs90-30r/22359728.html
OFSH-4-1-01LA | ESSENTRA | 50: 4.158 100: 3.9636 250: 3.6435 500: 3.4545 1,000: 3.3495 2,500: 3.213 5,000: 3.2025 7,500: 3.192 | Optical Fiber Splice Holder |  |  | OFSH-4 | [10 empty] | Stackable | [9 empty] | Not Applicable |  |  |  |  | Bulk |  |  |  | 393139 |  | Richco |  | 2.7mm ~ 4.2mm Dia Cables, 32.0mm Length |  |  |  |  | 450 | https://www.unikeyic.com/media/datasheet/4d/86/c2a7/4d/ff03b1dcfde7656eb9d58a4dbb86c2a8.pdf | https://www.unikeyic.com/products/fiber-optic-cables-and-cable-assemblies/ofsh-4-1-01la/15124658.html
OFSH-4-1-19LA | ESSENTRA | 1: 7.8328 10: 6.8928 100: 6.7675 250: 6.7675 500: 6.7675 1,000: 6.7675 | Optical Fiber Splice Holder |  |  | OFSH-4 | [10 empty] | Flame Retardant, Screw Mount, Self-Adhesive Pads Included, Stackable | [9 empty] | 1 (Unlimited) |  |  |  |  | Bulk | [5 empty] | Richco |  | 2.7mm ~ 4.2mm Dia Cables, 32.0mm Length |  |  |  |  | 30 | https://www.unikeyic.com/media/datasheet/4d/86/c2a7/4d/ff03b1dcfde7656eb9d58a4dbb86c2a8.pdf | https://www.unikeyic.com/products/fiber-optic-cables-and-cable-assemblies/ofsh-4-1-19la/16890225.html
OFSH-T-12-01BLK | ESSENTRA | 100: 0.8289 300: 0.767 500: 0.7398 1,000: 0.7045 2,500: 0.6604 | Splice Holder, Nylon 6/6 UL94 V0 Material |  |  | OFSH-T-12 | [10 empty] | - | [9 empty] | Not Applicable |  |  |  |  | Bulk |  |  |  | 3814381 |  | Richco |  | 35.6mm L x 26.0mm W x 5.8mm H |  |  |  |  | 888 | https://www.unikeyic.com/media/datasheet/9c/5c/abbd/9c/a9ccc1b4361982ff3e926f43f97660ed.pdf | https://www.unikeyic.com/products/fiber-optic-cables-and-cable-assemblies/ofsh-t-12-01blk/17130426.html
OFSH-T-12-19BLK | ESSENTRA | 10: 1.0465 25: 0.8143 50: 0.7754 | Splice Holder, Nylon 6/6 UL94 V0 Material |  |  | OFSH-T-12 | [10 empty] | - | [9 empty] | Not Applicable |  |  |  |  | Bulk |  |  |  | 3814382 |  | Richco |  | 35.6mm L x 26.0mm W x 5.8mm H |  |  |  |  | 77 | https://www.unikeyic.com/media/datasheet/9c/5c/abbd/9c/a9ccc1b4361982ff3e926f43f97660ed.pdf | https://www.unikeyic.com/products/fiber-optic-cables-and-cable-assemblies/ofsh-t-12-19blk/17899769.html
OFSH-T-6-GFBLK | ESSENTRA | 10: 0.9102 100: 0.8344 500: 0.8344 1,000: 0.8192 2,500: 0.8192 | Splice Holder, Nylon 6/6 UL94 V0 Material |  |  | OFSH-T | [10 empty] | - | [9 empty] | Not Applicable |  |  |  |  | Bulk | [5 empty] | Richco |  | 37.3mm L x 26.2mm W x 6.2mm H |  |  |  |  | 986 | https://www.unikeyic.com/media/datasheet/e6/b7/4c91/e6/3f4e1c11cf958055588e0fb48c7bda90.pdf | https://www.unikeyic.com/products/fiber-optic-cables-and-cable-assemblies/ofsh-t-6-gfblk/22813092.html
OFSH2-24-2 | ESSENTRA | 10: 1.2168 100: 1.195 500: 1.195 1,000: 1.1733 2,500: 1.1733 | FIBER SPLICE HOLDER, 73X26X9MM; Accessory Type:Splice Holder; For Use With:Fiber Optic Connectors; Product Range:OFSH2 Series 66AJ4297 |  |  | OFSH2 | [10 empty] | - | [9 empty] | 1 (Unlimited) |  |  |  |  | Bulk | [5 empty] | Richco |  | 73.0mm L x 26.0mm W x 9.0mm H |  |  |  |  | 34 | https://www.unikeyic.com/media/datasheet/3d/7b/2ce8/3d/6b4b34afbb0f0409300c8c7c34b020b3.pdf | https://www.unikeyic.com/products/fiber-optic-cables-and-cable-assemblies/ofsh2-24-2/20501158.html
OFSMB-4-05GFBK | ESSENTRA | 10: 6.3256 20: 6.021 30: 5.8489 50: 5.638 70: 5.5026 100: 5.3621 | Bracket flame retardant |  |  | OFSMB | [10 empty] | Flame Retardant | [9 empty] | Not Applicable |  |  |  |  | Bulk |  |  |  | 393140 |  | Richco |  | 5.0mm Dia Cables, 40.0mm Length |  |  |  |  | 28 | https://www.unikeyic.com/media/datasheet/4f/a1/4f29/4fa14f29fc60eb64377afe3a370834af.pdf | https://www.unikeyic.com/products/fiber-optic-cables-and-cable-assemblies/ofsmb-4-05gfbk/18626149.html
OFST-1-L | ESSENTRA | 1: 11.5236 10: 10.7554 25: 10.5633 100: 10.3712 250: 10.3712 500: 10.3712 | Optical Fiber Splice Tray Lid |  |  | OFST | [10 empty] | - | [9 empty] | 1 (Unlimited) |  |  |  |  | Bulk | [5 empty] | Richco |  | 170.0mm L x 103.5mm W x 5.0mm H |  |  |  |  | 9 | https://www.unikeyic.com/media/datasheet/3d/7b/2ce8/3d/6b4b34afbb0f0409300c8c7c34b020b3.pdf | https://www.unikeyic.com/products/fiber-optic-cables-and-cable-assemblies/ofst-1-l/18002423.html
OFST-1-M | ESSENTRA | 10: 22.229 30: 20.5707 50: 19.8427 100: 18.896 250: 17.7142 500: 16.8697 | Optical Fiber Splice Tray, Radius Control, Dark Storage |  |  | OFST | [10 empty] | Flame Retardant, Stackable | [9 empty] | 1 (Unlimited) |  |  |  |  | Bulk | [5 empty] | Richco |  | 170.0mm L x 103.5mm W x 10.0mm H |  |  |  |  | 37 | https://www.unikeyic.com/media/datasheet/3d/7b/2ce8/3d/6b4b34afbb0f0409300c8c7c34b020b3.pdf | https://www.unikeyic.com/products/fiber-optic-cables-and-cable-assemblies/ofst-1-m/17300971.html
OFSTH-1-GRN | ESSENTRA | 10: 1.8034 100: 1.7712 250: 1.7712 500: 1.739 1,000: 1.739 | Optical Fiber Splice Tray Hinge |  |  | OFST | [10 empty] | - | [9 empty] | 1 (Unlimited) |  |  |  |  | Bulk | [5 empty] | Richco |  | - |  |  |  |  | 330 | https://www.unikeyic.com/media/datasheet/3d/7b/2ce8/3d/6b4b34afbb0f0409300c8c7c34b020b3.pdf | https://www.unikeyic.com/products/fiber-optic-cables-and-cable-assemblies/ofsth-1-grn/23523282.html
OFSTH-1-RED | ESSENTRA | 10: 1.521 100: 1.4938 250: 1.4938 500: 1.4666 1,000: 1.4666 | Optical Fiber Splice Tray Hinge |  |  | OFST | [10 empty] | - | [9 empty] | 1 (Unlimited) |  |  |  |  | Bulk |  |  |  | 3814397 |  | Richco |  | - |  |  |  |  | 478 | https://www.unikeyic.com/media/datasheet/3d/7b/2ce8/3d/6b4b34afbb0f0409300c8c7c34b020b3.pdf | https://www.unikeyic.com/products/fiber-optic-cables-and-cable-assemblies/ofsth-1-red/22154968.html
OM4RLCLC20M | StarTech | 1: 55.7818 10: 51.3222 | StarTech.com OM4RLCLC20M | [41 empty] | 31 | https://www.unikeyic.com/media/about_us/Unikey_ISO_9001_Certification.pdf | https://www.unikeyic.com/products/fiber-optic-cables-and-cable-assemblies/om4rlclc20m/35077050.html
PCIEO-8G3-001.0-11-T-01-M | samtec | 1: 613.47 2: 588.929 5: 565.378 | PCIe® Active Optical Cable Assembly | [41 empty] | 7 | https://www.unikeyic.com/media/about_us/Unikey_ISO_9001_Certification.pdf | https://www.unikeyic.com/products/fiber-optic-cables-and-cable-assemblies/pcieo-8g3-001-0-11-t-01-m/19248627.html
PIT66U | Banner Engineering | 1: 81.0565 10: 78.6248 | Plastic Fibre; Opposed Mode; Length 2 m | [15 empty] | Photoelectric Sensor | [7 empty] | 1 (Unlimited) |  |  |  |  | Box |  |  |  | 10652667 |  | PIT6 | [6 empty] | 1 | https://www.unikeyic.com/media/about_us/Unikey_ISO_9001_Certification.pdf | https://www.unikeyic.com/products/fiber-optic-cables-and-cable-assemblies/pit66u/17230343.html
PIU4200U | Banner Engineering | 1: 256.103 | CBL FIBER OPTIC 60M |  |  | PIU4200 | 25mm |  |  | - | - |  |  | 1000µm | - |  | - |  |  |  | - | Polyethylene (PE) | - | 196.9' (60.0m) |  |  | 1 (Unlimited) |  |  |  | 70°C | Box |  | - |  | 12696454 |  | - |  |  |  | - | - |  | 10 | https://www.unikeyic.com/media/about_us/Unikey_ISO_9001_Certification.pdf | https://www.unikeyic.com/products/fiber-optic-cables-and-cable-assemblies/piu4200u/18370281.html
PXEB5086 | bulgin | 6: 25.498 100: 25.025 200: 24.563 | Connector Accessories Termination Kit | [23 empty] | 1 (Unlimited) |  |  |  |  | Bulk |  |  |  | 16627325 |  | 5000 | [6 empty] | 20 | https://www.unikeyic.com/media/pdf/EnvironmentalInformation/bulgin/10/a7/cdd9/mp0045-1d1gn012s/2025/12/RoHS.pdf | https://www.unikeyic.com/products/fiber-optic-cables-and-cable-assemblies/pxeb5086/14463743.html
PXEB5094 | bulgin | 6: 25.498 100: 25.025 200: 24.563 | Connector Accessories Termination Kit | [23 empty] | 1 (Unlimited) |  |  |  |  | Bulk | [5 empty] | 5000 | [6 empty] | 20 | https://www.unikeyic.com/media/pdf/EnvironmentalInformation/bulgin/10/a7/cdd9/mp0045-1d1gn012s/2025/12/RoHS.pdf | https://www.unikeyic.com/products/fiber-optic-cables-and-cable-assemblies/pxeb5094/14653844.html
PXEB5095 | bulgin | 1: 41.8264 5: 41.8264 | Connector Accessories Termination Kit | [23 empty] | 1 (Unlimited) |  |  |  |  | Bulk | [5 empty] | 5000 | [6 empty] | 14 | https://www.unikeyic.com/media/pdf/EnvironmentalInformation/bulgin/10/a7/cdd9/mp0045-1d1gn012s/2025/12/RoHS.pdf | https://www.unikeyic.com/products/fiber-optic-cables-and-cable-assemblies/pxeb5095/15835895.html
PXEB5096 | bulgin | 7: 21.956 100: 21.571 200: 21.12 | Fibre Optic Cable Assemblies 2 Channel Termination Kit (5-6mm) with LC (OM3) | [23 empty] | 1 (Unlimited) |  |  |  |  | Bulk | [5 empty] | 5000 | [6 empty] | 20 | https://www.unikeyic.com/media/pdf/EnvironmentalInformation/bulgin/10/a7/cdd9/mp0045-1d1gn012s/2025/12/RoHS.pdf | https://www.unikeyic.com/products/fiber-optic-cables-and-cable-assemblies/pxeb5096/19290570.html
PXEB5097 | bulgin | 2: 32.527 5: 30.118 | Fibre Optic Cable Assemblies 4 Channel Termination Kit (5-6mm) with LC (OM3) | [23 empty] | 1 (Unlimited) |  |  |  |  | Bulk |  |  |  | 16627435 |  | 5000 | [6 empty] | 20 | https://www.unikeyic.com/media/pdf/EnvironmentalInformation/bulgin/10/a7/cdd9/mp0045-1d1gn012s/2025/12/RoHS.pdf | https://www.unikeyic.com/products/fiber-optic-cables-and-cable-assemblies/pxeb5097/21979644.html
PXEB5099 | bulgin | 2: 38.995 5: 36.102 | Fibre Optic Cable Assemblies 4 Channel Termination Kit (5-6mm) with SC (OM3) | [23 empty] | 1 (Unlimited) |  |  |  |  | Bulk | [5 empty] | 5000 | [6 empty] | 20 | https://www.unikeyic.com/media/pdf/EnvironmentalInformation/bulgin/10/a7/cdd9/mp0045-1d1gn012s/2025/12/RoHS.pdf | https://www.unikeyic.com/products/fiber-optic-cables-and-cable-assemblies/pxeb5099/22632721.html
PXF4050AAA | bulgin | 50: 74.4508 100: 70.9022 | Bulgin Single mode fiber optic cable 4000series, LCchangeLC, 5m | LC | LC | PXF4050 | 10mm | 0.08" (2.0mm) | Buffered Fiber |  |  | Yellow | Black, Blue |  |  |  | IP66, IP68, IP69K, Low Smoke | - |  | 0.20dB |  | Low Smoke Zero Halogen (LSZH) |  |  |  | 16.4' (5.0m) | 1 (Unlimited) |  |  |  | -25°C ~ 70°C | Bulk |  | LSZH | - |  |  | Buccaneer® 4000 | [6 empty] | 72 | https://www.unikeyic.com/media/datasheet/cc/f0/583e/ccf0583e7e5cbc41e6e0c7b3f264553e.pdf | https://www.unikeyic.com/products/fiber-optic-cables-and-cable-assemblies/pxf4050aaa/22447297.html
PXF4050AAB | bulgin | 1: 97.6725 2: 95.5222 3: 93.4845 | Bulgin Single mode fiber optic cable 4000series, LCchangeLC, 10m | LC | LC | PXF4050 | 10mm | 0.08" (2.0mm) | Buffered Fiber |  |  | Yellow | Black, Blue |  |  |  | IP66, IP68, IP69K, Low Smoke | - |  | 0.20dB |  | Low Smoke Zero Halogen (LSZH) |  |  |  | 32.8' (10.0m) | 1 (Unlimited) |  |  |  | -25°C ~ 70°C | Bulk |  | LSZH | - |  |  | Buccaneer® 4000 | [6 empty] | 3 | https://www.unikeyic.com/media/datasheet/53/7a/b89a/537ab89a9aea4cc82423d7f0070d9749.pdf | https://www.unikeyic.com/products/fiber-optic-cables-and-cable-assemblies/pxf4050aab/20553456.html
PXF4050AAC | bulgin | 2: 67.166 30: 67.166 | Buffer Cable Assembly, 25m, LC to LC, PL-PL | LC | LC | PXF4050 | 10mm | 0.08" (2.0mm) | Buffered Fiber |  |  | Yellow | Black, Blue |  |  |  | IP66, IP68, IP69K, Low Smoke | - |  | 0.20dB |  | Low Smoke Zero Halogen (LSZH) |  |  |  | 82.0' (25.0m) | 1 (Unlimited) |  |  |  | -25°C ~ 70°C | Bulk |  | LSZH | - |  |  | Buccaneer® 4000 | [6 empty] | 5 | https://www.unikeyic.com/media/datasheet/f8/78/0fd4/f8780fd49ce9071f684f0bc7baaf56ff.pdf | https://www.unikeyic.com/products/fiber-optic-cables-and-cable-assemblies/pxf4050aac/15513743.html
PXF4050BAA | bulgin | 2: 82.764 5: 69.619 11: 65.461 23: 61.776 50: 51.612 | 05 M Multimode Cabled Flex fiber connector< | LC | LC | PXF4050 | 30mm | 0.08" (2.0mm) | Buffered Fiber |  |  | Orange | Black, Blue |  |  |  | IP66, IP68, IP69K, Low Smoke | 62.5/125 |  | - |  | Poly-Vinyl Chloride (PVC) |  |  |  | 16.4' (5.0m) | 1 (Unlimited) |  |  |  | -25°C ~ 70°C | Bulk |  | - | - | 9324638 |  | Buccaneer® 4000 | [6 empty] | 49 | https://www.unikeyic.com/media/datasheet/c9/ff/7efd/c9ff7efdd13c7430d3755ecfd65970c6.pdf | https://www.unikeyic.com/products/fiber-optic-cables-and-cable-assemblies/pxf4050baa/19448312.html
PXF4050BAB | bulgin | 2: 106.095 4: 89.254 9: 83.93 18: 79.2 50: 66.143 | 10 M Multimode Cabled Flex fiber connector< | LC | LC | PXF4050 | 30mm | 0.08" (2.0mm) | Buffered Fiber |  |  | Orange | Black, Blue |  |  |  | IP66, IP68, IP69K | 62.5/125 |  | - |  | Poly-Vinyl Chloride (PVC) |  |  |  | 32.8' (10.0m) | 1 (Unlimited) |  |  |  | -25°C ~ 70°C | Bulk |  | - | - | 9324643 |  | Buccaneer® 4000 | [6 empty] | 92 | https://www.unikeyic.com/media/datasheet/37/91/0d20/37910d2006a1fa7273ff380e5d99f104.pdf | https://www.unikeyic.com/products/fiber-optic-cables-and-cable-assemblies/pxf4050bab/13991263.html
PXF4050BAC | bulgin | 1: 175.956 3: 148.038 5: 139.183 11: 131.34 30: 109.714 | 25 M Multimode Cabled Flex fiber connector< | LC | LC | PXF4050 | 30mm | 0.08" (2.0mm) | Buffered Fiber |  |  | Orange | Black, Blue |  |  |  | IP66, IP68, IP69K, Low Smoke | 62.5/125 |  | - |  | Poly-Vinyl Chloride (PVC) |  |  |  | 82.0' (25.0m) | 1 (Unlimited) |  |  |  | -25°C ~ 70°C | Bulk |  | - | - |  |  | Buccaneer® 4000 | [6 empty] | 20 | https://www.unikeyic.com/media/datasheet/0c/d1/89a0/0cd189a0822a90f9c4e49640135aa188.pdf | https://www.unikeyic.com/products/fiber-optic-cables-and-cable-assemblies/pxf4050bac/15455257.html
PXF4050CAA | bulgin | 2: 82.764 5: 69.619 11: 65.461 23: 61.776 50: 51.612 | 05 M Multimode Cabled Flex fiber connector< | LC | LC | PXF4050 | 10mm | 0.08" (2.0mm) | Buffered Fiber |  |  | Aqua | Black, Blue |  |  |  | IP66, IP68, IP69K, Low Smoke | 50/125 |  | - |  | Low Smoke Zero Halogen (LSZH) |  |  |  | 16.4' (5.0m) | 1 (Unlimited) |  |  |  | -25°C ~ 70°C | Bulk |  | LSZH | - |  |  | Buccaneer® 4000 | [6 empty] | 59 | https://www.unikeyic.com/media/datasheet/5e/a3/ab4c/5ea3ab4cedce26ff25b82850954653dc.pdf | https://www.unikeyic.com/products/fiber-optic-cables-and-cable-assemblies/pxf4050caa/14548675.html
PXF4050CAB | bulgin | 2: 106.095 4: 89.254 9: 83.93 18: 79.2 50: 66.143 | 10 M Multimode Cabled Flex fiber connector< | LC | LC | PXF4050 | 10mm | 0.08" (2.0mm) | Buffered Fiber |  |  | Aqua | Black, Blue |  |  |  | IP66, IP68, IP69K, Low Smoke | 50/125 |  | - |  | Low Smoke Zero Halogen (LSZH) |  |  |  | 32.8' (10.0m) | 1 (Unlimited) |  |  |  | -25°C ~ 70°C | Bulk |  | LSZH | - | 9324656 |  | Buccaneer® 4000 | [6 empty] | 65 | https://www.unikeyic.com/media/datasheet/ce/d0/3159/ced031597456c59accbc60ca33542c25.pdf | https://www.unikeyic.com/products/fiber-optic-cables-and-cable-assemblies/pxf4050cab/20230194.html
PXF4050CAC | bulgin | 1: 175.956 3: 148.038 5: 139.183 11: 131.34 30: 109.714 | 25 M Multimode Cabled Flex fiber connector< | LC | LC | PXF4050 | 10mm | 0.08" (2.0mm) | Buffered Fiber |  |  | Aqua | Black, Blue |  |  |  | IP66, IP68, IP69K, Low Smoke | 50/125 |  | - |  | Low Smoke Zero Halogen (LSZH) |  |  |  | 82.0' (25.0m) | 1 (Unlimited) |  |  |  | -25°C ~ 70°C | Bulk |  | LSZH | - |  |  | Buccaneer® 4000 | [6 empty] | 18 | https://www.unikeyic.com/media/datasheet/ed/42/68d4/ed4268d43fba13b972496c50e88cb48e.pdf | https://www.unikeyic.com/products/fiber-optic-cables-and-cable-assemblies/pxf4050cac/18978180.html
PXF4051AAA | bulgin | 3: 65.219 7: 54.857 14: 51.579 29: 48.686 50: 40.656 | Bulgin Single mode fiber optic cable 4000series, LCchangeLC, 5m | LC | LC | PXF4051 | 10mm | 0.08" (2.0mm) | Buffered Fiber |  |  | Yellow | Black, Blue |  |  |  | IP66, IP68, IP69K | - |  | 0.20dB |  | Low Smoke Zero Halogen (LSZH) |  |  |  | 16.4' (5.0m) | 1 (Unlimited) |  |  |  | -25°C ~ 70°C | Bulk |  | LSZH | - | 9324626 |  | Buccaneer® 4000 | [6 empty] | 39 | https://www.unikeyic.com/media/datasheet/48/ec/befa/48ecbefa61a6746c4fa6c94deacf02b4.pdf | https://www.unikeyic.com/products/fiber-optic-cables-and-cable-assemblies/pxf4051aaa/23543182.html
PXF4051AAB | bulgin | 2: 77.803 6: 65.45 12: 61.545 24: 58.08 50: 48.521 | Fibre Optic Cable Assemblies Flex inline to LC fiber conn 10M OS1 | LC | LC | PXF4051 | 10mm | 0.08" (2.0mm) | Buffered Fiber |  |  | Yellow | Black, Blue |  |  |  | IP66, IP68, IP69K, Low Smoke | - |  | 0.20dB |  | Low Smoke Zero Halogen (LSZH) |  |  |  | 32.8' (10.0m) | 1 (Unlimited) |  |  |  | -25°C ~ 70°C | Bulk |  | LSZH | - |  |  | Buccaneer® 4000 | [6 empty] | 74 | https://www.unikeyic.com/media/datasheet/48/ec/befa/48ecbefa61a6746c4fa6c94deacf02b4.pdf | https://www.unikeyic.com/products/fiber-optic-cables-and-cable-assemblies/pxf4051aab/15160601.html
PXF4051AAC | bulgin | 2: 68.321 30: 68.321 | Fibre Optic Cable Assemblies Flex inline to LC fiber conn 25M OS1 | LC | LC | PXF4051 | 10mm | 0.08" (2.0mm) | Buffered Fiber |  |  | Yellow | Black, Blue |  |  |  | IP66, IP68, IP69K, Low Smoke | - |  | 0.20dB |  | Low Smoke Zero Halogen (LSZH) |  |  |  | 82.0' (25.0m) | 1 (Unlimited) |  |  |  | -25°C ~ 70°C | Bulk |  | LSZH | - |  |  | Buccaneer® 4000 | [6 empty] | 10 | https://www.unikeyic.com/media/datasheet/48/ec/befa/48ecbefa61a6746c4fa6c94deacf02b4.pdf | https://www.unikeyic.com/products/fiber-optic-cables-and-cable-assemblies/pxf4051aac/20710640.html
PXF4051BAA | bulgin | 2: 85.855 5: 72.226 11: 67.903 22: 64.086 50: 53.526 | Fibre Optic Cable Assemblies Flex inline to LC fiber conn 5M OM1 | LC | LC | PXF4051 | 30mm | 0.08" (2.0mm) | Buffered Fiber |  |  | Orange | Black, Blue |  |  |  | IP66, IP68, IP69K, Low Smoke | 62.5/125 |  | - |  | Poly-Vinyl Chloride (PVC) |  |  |  | 16.4' (5.0m) | 1 (Unlimited) |  |  |  | -25°C ~ 70°C | Bulk |  | - | - |  |  | Buccaneer® 4000 | [6 empty] | 88 | https://www.unikeyic.com/media/datasheet/48/ec/befa/48ecbefa61a6746c4fa6c94deacf02b4.pdf | https://www.unikeyic.com/products/fiber-optic-cables-and-cable-assemblies/pxf4051baa/15504845.html
PXF4051BAB | bulgin | 2: 108.955 4: 91.663 8: 86.196 17: 81.334 50: 67.947 | Fibre Optic Cable Assemblies Flex inline to LC fiber conn 10M OM1 | LC | LC | PXF4051 | 30mm | 0.08" (2.0mm) | Buffered Fiber |  |  | Orange | Black, Blue |  |  |  | IP66, IP68, IP69K, Low Smoke | 62.5/125 |  | - |  | Poly-Vinyl Chloride (PVC) |  |  |  | 32.8' (10.0m) | 1 (Unlimited) |  |  |  | -25°C ~ 70°C | Bulk |  | - | - |  |  | Buccaneer® 4000 | [6 empty] | 60 | https://www.unikeyic.com/media/datasheet/48/ec/befa/48ecbefa61a6746c4fa6c94deacf02b4.pdf | https://www.unikeyic.com/products/fiber-optic-cables-and-cable-assemblies/pxf4051bab/20302309.html
PXF4051BAC | bulgin | 1: 179.773 3: 151.239 5: 142.208 11: 134.211 30: 112.09 | Fibre Optic Cable Assemblies Flex inline to LC fiber conn 25M OM1 | LC | LC | PXF4051 | 30mm | 0.08" (2.0mm) | Buffered Fiber |  |  | Orange | Black, Blue |  |  |  | IP66, IP68, IP69K, Low Smoke | 62.5/125 |  | - |  | Poly-Vinyl Chloride (PVC) |  |  |  | 82.0' (25.0m) | 1 (Unlimited) |  |  |  | -25°C ~ 70°C | Bulk |  | - | - | 9324648 |  | Buccaneer® 4000 | [6 empty] | 20 | https://www.unikeyic.com/media/datasheet/48/ec/befa/48ecbefa61a6746c4fa6c94deacf02b4.pdf | https://www.unikeyic.com/products/fiber-optic-cables-and-cable-assemblies/pxf4051bac/19424167.html
PXF4051CAA | bulgin | 2: 85.855 5: 72.226 11: 67.903 22: 64.086 50: 53.526 | Fibre Optic Cable Assemblies Flex inline to LC fiber conn 5M OM3 | LC | LC | PXF4051 | 10mm | 0.08" (2.0mm) | Buffered Fiber |  |  | Aqua | Black, Blue |  |  |  | IP66, IP68, IP69K, Low Smoke | 50/125 |  | - |  | Low Smoke Zero Halogen (LSZH) |  |  |  | 16.4' (5.0m) | 1 (Unlimited) |  |  |  | -25°C ~ 70°C | Bulk |  | LSZH | - |  |  | Buccaneer® 4000 | [6 empty] | 54 | https://www.unikeyic.com/media/datasheet/48/ec/befa/48ecbefa61a6746c4fa6c94deacf02b4.pdf | https://www.unikeyic.com/products/fiber-optic-cables-and-cable-assemblies/pxf4051caa/21002218.html
PXF4051CAB | bulgin | 2: 108.955 4: 91.663 8: 86.196 17: 81.334 50: 67.947 | Fibre Optic Cable Assemblies Flex inline to LC fiber conn 10M OM3 | LC | LC | PXF4051 | 10mm | 0.08" (2.0mm) | Buffered Fiber |  |  | Aqua | Black, Blue |  |  |  | IP66, IP68, IP69K, Low Smoke | 50/125 |  | - |  | Low Smoke Zero Halogen (LSZH) |  |  |  | 32.8' (10.0m) | 1 (Unlimited) |  |  |  | -25°C ~ 70°C | Bulk |  | LSZH | - |  |  | Buccaneer® 4000 | [6 empty] | 74 | https://www.unikeyic.com/media/datasheet/48/ec/befa/48ecbefa61a6746c4fa6c94deacf02b4.pdf | https://www.unikeyic.com/products/fiber-optic-cables-and-cable-assemblies/pxf4051cab/17450693.html
PXF4053AAA | bulgin | 1: 82.9358 5: 81.4548 10: 79.9738 25: 79.9738 50: 79.9738 100: 79.9738 | Bulgin Single mode fiber optic cable 4000series, LCchangeLC, 1m | LC | LC | PXF4053 | 10mm | 0.08" (2.0mm) | Buffered Fiber |  |  | Yellow | Black, Blue |  |  |  | - | - |  | 0.20dB |  | Low Smoke Zero Halogen (LSZH) |  |  |  | 16.4' (5.0m) | 1 (Unlimited) |  |  |  | -25°C ~ 70°C | Bulk |  | LSZH | - |  |  | Buccaneer® 4000 | [6 empty] | 14 | https://www.unikeyic.com/media/datasheet/48/ec/befa/48ecbefa61a6746c4fa6c94deacf02b4.pdf | https://www.unikeyic.com/products/fiber-optic-cables-and-cable-assemblies/pxf4053aaa/14198829.html
PXF4053BAA | bulgin | 2: 89.925 5: 75.647 10: 71.137 21: 67.122 50: 56.056 | Bulgin Multimode Fiber Optic Cable 4000 Series LC to LC 1m | LC | LC | PXF4053 | 30mm | 0.08" (2.0mm) | Buffered Fiber |  |  | Orange | Black, Blue |  |  |  | IP66, IP68, IP69K, Low Smoke | 62.5/125 |  | - |  | Poly-Vinyl Chloride (PVC) |  |  |  | 16.4' (5.0m) | 1 (Unlimited) |  |  |  | -25°C ~ 70°C | Bulk |  | - | - |  |  | Buccaneer® 4000 | [6 empty] | 20 | https://www.unikeyic.com/media/datasheet/48/ec/befa/48ecbefa61a6746c4fa6c94deacf02b4.pdf | https://www.unikeyic.com/products/fiber-optic-cables-and-cable-assemblies/pxf4053baa/19389488.html
PXF4053CAA | bulgin | 2: 89.925 5: 75.647 10: 71.137 21: 67.122 50: 56.056 | Fibre Optic Cable Assemblies Rear pnl mnt to LC fiber conn 1M OM3 | LC | LC | PXF4053 | 10mm | 0.08" (2.0mm) | Buffered Fiber |  |  | Aqua | Black, Blue |  |  |  | IP66, IP68, IP69K, Low Smoke | 50/125 |  | - |  | Low Smoke Zero Halogen (LSZH) |  |  |  | 16.4' (5.0m) | 1 (Unlimited) |  |  |  | -25°C ~ 70°C | Bulk |  | LSZH | - | 9324653 |  | Buccaneer® 4000 | [6 empty] | 60 | https://www.unikeyic.com/media/datasheet/48/ec/befa/48ecbefa61a6746c4fa6c94deacf02b4.pdf | https://www.unikeyic.com/products/fiber-optic-cables-and-cable-assemblies/pxf4053caa/23376196.html
PXF4054AAA | bulgin | 2: 90.365 5: 76.021 10: 71.489 21: 67.463 50: 56.342 | 05 M Single Mode Cabled Flex fiber connector | LC | LC | PXF4054 | 10mm | 0.08" (2.0mm) | Buffered Fiber |  |  | Yellow | Black, Blue |  |  |  | IP66, IP68, IP69K, Low Smoke | - |  | 0.20dB |  | Low Smoke Zero Halogen (LSZH) |  |  |  | 16.4' (5.0m) | 1 (Unlimited) |  |  |  | -25°C ~ 70°C | Bulk |  | LSZH | - | 9324628 |  | Buccaneer® 4000 | [6 empty] | 64 | https://www.unikeyic.com/media/datasheet/dd/84/755e/dd/c298819381c7f8fbf8b58faf7a2dd734.pdf | https://www.unikeyic.com/products/fiber-optic-cables-and-cable-assemblies/pxf4054aaa/18706859.html
PXF4054AAB | bulgin | 2: 103.059 4: 86.702 9: 81.532 18: 76.945 50: 64.273 | Fibre Optic Cable Assemblies Flex to inline fiber conn 10M OS1 | LC | LC | PXF4054 | 10mm | 0.08" (2.0mm) | Buffered Fiber |  |  | Yellow | Black, Blue |  |  |  | IP66, IP68, IP69K, Low Smoke | - |  | 0.20dB |  | Low Smoke Zero Halogen (LSZH) |  |  |  | 32.8' (10.0m) | 1 (Unlimited) |  |  |  | -25°C ~ 70°C | Bulk |  | LSZH | - | 9324632 |  | Buccaneer® 4000 | [6 empty] | 73 | https://www.unikeyic.com/media/datasheet/dd/84/755e/dd/c298819381c7f8fbf8b58faf7a2dd734.pdf | https://www.unikeyic.com/products/fiber-optic-cables-and-cable-assemblies/pxf4054aab/23501554.html
PXF4054AAC | bulgin | 2: 134.662 4: 113.278 7: 106.524 14: 100.518 30: 83.952 | Bulgin Single Mode Fiber Optic Cable, 4000 Series, LC to LC, 25m | LC | LC | PXF4054 | 10mm | 0.08" (2.0mm) | Buffered Fiber |  |  | Yellow | Black, Blue |  |  |  | IP66, IP68, IP69K, Low Smoke | - |  | 0.20dB |  | Low Smoke Zero Halogen (LSZH) |  |  |  | 82.0' (25.0m) | 1 (Unlimited) |  |  |  | -25°C ~ 70°C | Bulk |  | LSZH | - | 9324636 |  | Buccaneer® 4000 | [6 empty] | 20 | https://www.unikeyic.com/media/datasheet/48/ec/befa/48ecbefa61a6746c4fa6c94deacf02b4.pdf | https://www.unikeyic.com/products/fiber-optic-cables-and-cable-assemblies/pxf4054aac/15232006.html
PXF4054BAB | bulgin | 2: 134.453 4: 113.113 7: 106.348 14: 100.353 50: 83.831 | Fibre Optic Cable Assemblies Flex to inline fiber conn 10M OM1 | LC | LC | PXF4054 | 30mm | 0.08" (2.0mm) | Buffered Fiber |  |  | Orange | Black, Blue |  |  |  | IP66, IP68, IP69K, Low Smoke | 62.5/125 |  | - |  | Poly-Vinyl Chloride (PVC) |  |  |  | 32.8' (10.0m) | 1 (Unlimited) |  |  |  | -25°C ~ 70°C | Bulk |  | - | - |  |  | Buccaneer® 4000 | [6 empty] | 100 | https://www.unikeyic.com/media/datasheet/48/ec/befa/48ecbefa61a6746c4fa6c94deacf02b4.pdf | https://www.unikeyic.com/products/fiber-optic-cables-and-cable-assemblies/pxf4054bab/17743244.html
PXF4054BAC | bulgin | 1: 204.545 2: 172.062 5: 161.81 10: 152.68 30: 127.523 | Fibre Optic Cable Assemblies Flex to inline fiber conn 25M OM1 | LC | LC | PXF4054 | 30mm | 0.08" (2.0mm) | Buffered Fiber |  |  | Orange | Black, Blue |  |  |  | IP66, IP68, IP69K, Low Smoke | 62.5/125 |  | - |  | Poly-Vinyl Chloride (PVC) |  |  |  | 82.0' (25.0m) | 1 (Unlimited) |  |  |  | -25°C ~ 70°C | Bulk |  | - | - |  |  | Buccaneer® 4000 | [6 empty] | 20 | https://www.unikeyic.com/media/datasheet/dd/84/755e/dd/c298819381c7f8fbf8b58faf7a2dd734.pdf | https://www.unikeyic.com/products/fiber-optic-cables-and-cable-assemblies/pxf4054bac/15388947.html
PXF4054CAA | bulgin | 2: 108.229 4: 91.036 9: 85.613 18: 80.795 50: 67.485 | Fibre Optic Cable Assemblies Flex to inline fiber conn 5M OM3 | LC | LC | PXF4054 | 10mm | 0.08" (2.0mm) | Buffered Fiber |  |  | Aqua | Black, Blue |  |  |  | IP66, IP68, IP69K | 50/125 |  | - |  | Low Smoke Zero Halogen (LSZH) |  |  |  | 16.4' (5.0m) | 1 (Unlimited) |  |  |  | -25°C ~ 70°C | Bulk |  | LSZH | - | 9324654 |  | Buccaneer® 4000 | [6 empty] | 58 | https://www.unikeyic.com/media/datasheet/48/ec/befa/48ecbefa61a6746c4fa6c94deacf02b4.pdf | https://www.unikeyic.com/products/fiber-optic-cables-and-cable-assemblies/pxf4054caa/16844185.html
PXF4054CAB | bulgin | 2: 134.453 4: 113.113 7: 106.348 14: 100.353 50: 83.831 | Fibre Optic Cable Assemblies Flex to inline fiber conn 10M OM3 | LC | LC | PXF4054 | 10mm | 0.08" (2.0mm) | Buffered Fiber |  |  | Aqua | Black, Blue |  |  |  | IP66, IP68, IP69K, Low Smoke | 50/125 |  | - |  | Low Smoke Zero Halogen (LSZH) |  |  |  | 32.8' (10.0m) | 1 (Unlimited) |  |  |  | -25°C ~ 70°C | Bulk |  | LSZH | - |  |  | Buccaneer® 4000 | [6 empty] | 28 | https://www.unikeyic.com/media/datasheet/48/ec/befa/48ecbefa61a6746c4fa6c94deacf02b4.pdf | https://www.unikeyic.com/products/fiber-optic-cables-and-cable-assemblies/pxf4054cab/13891884.html
PXF4054CAC | bulgin | 1: 204.545 2: 172.062 5: 161.81 10: 152.68 30: 127.523 | Fibre Optic Cable Assemblies Flex to inline fiber conn 25M OM3 | LC | LC | PXF4054 | 10mm | 0.08" (2.0mm) | Buffered Fiber |  |  | Aqua | Black, Blue |  |  |  | IP66, IP68, IP69K, Low Smoke | 50/125 |  | - |  | Low Smoke Zero Halogen (LSZH) |  |  |  | 82.0' (25.0m) | 1 (Unlimited) |  |  |  | -25°C ~ 70°C | Bulk |  | LSZH | - |  |  | Buccaneer® 4000 | [6 empty] | 10 | https://www.unikeyic.com/media/datasheet/dd/84/755e/dd/c298819381c7f8fbf8b58faf7a2dd734.pdf | https://www.unikeyic.com/products/fiber-optic-cables-and-cable-assemblies/pxf4054cac/15357458.html
PXF4055AAA | bulgin | 1: 93.6719 5: 93.6719 10: 91.9688 25: 91.9688 50: 91.9688 100: 91.9688 | Bulgin Single Mode Fiber Optic Cable 4000 Series LC to LC 5m | LC | LC | PXF4055 | 10mm | 0.08" (2.0mm) | Buffered Fiber |  |  | Yellow | Black, Blue |  |  |  | IP66, IP68, IP69K | - |  | 0.20dB |  | Low Smoke Zero Halogen (LSZH) |  |  |  | 16.4' (5.0m) | 1 (Unlimited) |  |  |  | -25°C ~ 70°C | Bulk |  | LSZH | - |  |  | Buccaneer® 4000 | [6 empty] | 5 | https://www.unikeyic.com/media/datasheet/48/ec/befa/48ecbefa61a6746c4fa6c94deacf02b4.pdf | https://www.unikeyic.com/products/fiber-optic-cables-and-cable-assemblies/pxf4055aaa/18411262.html
PXF4055AAB | bulgin | 2: 104.819 4: 88.198 9: 82.929 18: 78.254 50: 65.362 | 10 M Single Mode Cabled Flex fiber connector | LC | LC | PXF4055 | 10mm | 0.08" (2.0mm) | Buffered Fiber |  |  | Yellow | Black, Blue |  |  |  | IP66, IP68, IP69K, Low Smoke | - |  | 0.20dB |  | Low Smoke Zero Halogen (LSZH) |  |  |  | 32.8' (10.0m) | 1 (Unlimited) |  |  |  | -25°C ~ 70°C | Bulk |  | LSZH | - |  |  | Buccaneer® 4000 | [6 empty] | 50 | https://www.unikeyic.com/media/datasheet/48/ec/befa/48ecbefa61a6746c4fa6c94deacf02b4.pdf | https://www.unikeyic.com/products/fiber-optic-cables-and-cable-assemblies/pxf4055aab/18431193.html
PXF4055AAC | bulgin | 2: 129.547 4: 108.988 7: 102.476 15: 96.701 30: 80.784 | Bulgin Single Mode Fiber Optic Cable, 4000 Series, LC to LC, 25m | LC | LC | PXF4055 | 10mm | 0.08" (2.0mm) | Buffered Fiber |  |  | Yellow | Black, Blue |  |  |  | IP66, IP68, IP69K, Low Smoke | - |  | 0.20dB |  | Low Smoke Zero Halogen (LSZH) |  |  |  | 82.0' (25.0m) | 1 (Unlimited) |  |  |  | -25°C ~ 70°C | Bulk |  | LSZH | - |  |  | Buccaneer® 4000 | [6 empty] | 20 | https://www.unikeyic.com/media/datasheet/48/ec/befa/48ecbefa61a6746c4fa6c94deacf02b4.pdf | https://www.unikeyic.com/products/fiber-optic-cables-and-cable-assemblies/pxf4055aac/20863564.html
PXF4055BAA | bulgin | 2: 111.991 4: 94.226 8: 88.594 17: 83.6 50: 69.817 | 05 M Multimode Cabled Flex fiber connector | LC | LC | PXF4055 | 30mm | 0.08" (2.0mm) | Buffered Fiber |  |  | Orange | Black, Blue |  |  |  | IP66, IP68, IP69K, Low Smoke | 62.5/125 |  | - |  | Poly-Vinyl Chloride (PVC) |  |  |  | 16.4' (5.0m) | 1 (Unlimited) |  |  |  | -25°C ~ 70°C | Bulk |  | - | - | 9324642 |  | Buccaneer® 4000 | [6 empty] | 30 | https://www.unikeyic.com/media/datasheet/dd/84/755e/dd/c298819381c7f8fbf8b58faf7a2dd734.pdf | https://www.unikeyic.com/products/fiber-optic-cables-and-cable-assemblies/pxf4055baa/16228716.html
PXF4055BAB | bulgin | 1: 138.347 3: 116.391 7: 109.439 14: 103.268 50: 86.251 | Fibre Optic Cable Assemblies Flex to Flex fiber conn 10M OM1 | LC | LC | PXF4055 | 30mm | 0.08" (2.0mm) | Buffered Fiber |  |  | Orange | Black, Blue |  |  |  | IP66, IP68, IP69K, Low Smoke | 62.5/125 |  | - |  | Poly-Vinyl Chloride (PVC) |  |  |  | 32.8' (10.0m) | 1 (Unlimited) |  |  |  | -25°C ~ 70°C | Bulk |  | - | - | 9324646 |  | Buccaneer® 4000 | [6 empty] | 75 | https://www.unikeyic.com/media/datasheet/48/ec/befa/48ecbefa61a6746c4fa6c94deacf02b4.pdf | https://www.unikeyic.com/products/fiber-optic-cables-and-cable-assemblies/pxf4055bab/17314067.html
PXF4055BAC | bulgin | 1: 208.923 2: 175.758 5: 165.264 9: 155.958 30: 130.262 | Fibre Optic Cable Assemblies Flex to Flex fiber conn 25M OM1 | LC | LC | PXF4055 | 30mm | 0.08" (2.0mm) | Buffered Fiber |  |  | Orange | Black, Blue |  |  |  | IP66, IP68, IP69K, Low Smoke | 62.5/125 |  | - |  | Poly-Vinyl Chloride (PVC) |  |  |  | 82.0' (25.0m) | 1 (Unlimited) |  |  |  | -25°C ~ 70°C | Bulk |  | - | - | 9324650 |  | Buccaneer® 4000 | [6 empty] | 15 | https://www.unikeyic.com/media/datasheet/dd/84/755e/dd/c298819381c7f8fbf8b58faf7a2dd734.pdf | https://www.unikeyic.com/products/fiber-optic-cables-and-cable-assemblies/pxf4055bac/19149303.html
PXF4055CAA | bulgin | 2: 111.991 4: 94.226 8: 88.594 17: 83.6 50: 69.817 | 05 M Multimode Cabled Flex fiber connector | LC | LC | PXF4055 | 10mm | 0.08" (2.0mm) | Buffered Fiber |  |  | Aqua | Black, Blue |  |  |  | IP66, IP68, IP69K, Low Smoke | 50/125 |  | - |  | Low Smoke Zero Halogen (LSZH) |  |  |  | 16.4' (5.0m) | 1 (Unlimited) |  |  |  | -25°C ~ 70°C | Bulk |  | LSZH | - |  |  | Buccaneer® 4000 | [6 empty] | 80 | https://www.unikeyic.com/media/datasheet/48/ec/befa/48ecbefa61a6746c4fa6c94deacf02b4.pdf | https://www.unikeyic.com/products/fiber-optic-cables-and-cable-assemblies/pxf4055caa/23548623.html
PXF4055CAB | bulgin | 1: 138.347 3: 116.391 7: 109.439 14: 103.268 50: 86.251 | Fibre Optic Cable Assemblies Flex to Flex fiber conn 10M OM3 | LC | LC | PXF4055 | 10mm | 0.08" (2.0mm) | Buffered Fiber |  |  | Aqua | Black, Blue |  |  |  | IP66, IP68, IP69K, Low Smoke | 50/125 |  | - |  | Low Smoke Zero Halogen (LSZH) |  |  |  | 32.8' (10.0m) | 1 (Unlimited) |  |  |  | -25°C ~ 70°C | Bulk |  | LSZH | - |  |  | Buccaneer® 4000 | [6 empty] | 70 | https://www.unikeyic.com/media/datasheet/48/ec/befa/48ecbefa61a6746c4fa6c94deacf02b4.pdf | https://www.unikeyic.com/products/fiber-optic-cables-and-cable-assemblies/pxf4055cab/21316242.html
PXF4055CAC | bulgin | 1: 208.923 2: 175.758 5: 165.264 9: 155.958 30: 130.262 | Fibre Optic Cable Assemblies Flex to Flex fiber conn 25M OM3 | LC | LC | PXF4055 | 10mm | 0.08" (2.0mm) | Buffered Fiber |  |  | Aqua | Black, Blue |  |  |  | IP66, IP68, IP69K, Low Smoke | 50/125 |  | - |  | Low Smoke Zero Halogen (LSZH) |  |  |  | 82.0' (25.0m) | 1 (Unlimited) |  |  |  | -25°C ~ 70°C | Bulk |  | LSZH | - | 9324663 |  | Buccaneer® 4000 | [6 empty] | 19 | https://www.unikeyic.com/media/datasheet/48/ec/befa/48ecbefa61a6746c4fa6c94deacf02b4.pdf | https://www.unikeyic.com/products/fiber-optic-cables-and-cable-assemblies/pxf4055cac/21251315.html
PXF6050AAA | bulgin | 1: 169.125 3: 142.274 6: 133.782 11: 126.258 50: 105.468 | Bulgin Multimode Fiber Optic Cable, 6000 Series, LC to LC, 5m | LC Duplex | LC Duplex | PXF6050 | 10mm | 0.08" (2.0mm) | Buffered Fiber |  |  | Aqua | Aqua |  |  |  | IP66, IP68, IP69K, Low Smoke | 50/125 |  | - |  | Low Smoke Zero Halogen (LSZH) |  |  |  | 16.4' (5.0m) | 1 (Unlimited) |  |  |  | -25°C ~ 70°C | Bulk |  | LSZH | - |  |  | Buccaneer® 6000 | [6 empty] | 52 | https://www.unikeyic.com/media/datasheet/79/94/a685/7994a6859f2c2f7dd9b7955454affe14.pdf | https://www.unikeyic.com/products/fiber-optic-cables-and-cable-assemblies/pxf6050aaa/17355841.html
PXF6050AAB | bulgin | 1: 155.1311 5: 152.3106 10: 152.3106 25: 152.3106 50: 152.3106 100: 152.3106 | Bulgin Multimode Fiber Patch Cord, 6000 Series, LC to LC, 10m | LC Duplex | LC Duplex | PXF6050 | 10mm | 0.08" (2.0mm) | Buffered Fiber |  |  | Aqua | Aqua |  |  |  | IP66, IP68, IP69K, Low Smoke | 50/125 |  | - |  | Low Smoke Zero Halogen (LSZH) |  |  |  | 32.8' (10.0m) | 1 (Unlimited) |  |  |  | -25°C ~ 70°C | Bulk |  | LSZH | - | 11494888 |  | Buccaneer® 6000 | [6 empty] | 16 | https://www.unikeyic.com/media/datasheet/79/94/a685/7994a6859f2c2f7dd9b7955454affe14.pdf | https://www.unikeyic.com/products/fiber-optic-cables-and-cable-assemblies/pxf6050aab/19838503.html
PXF6050AAE | bulgin | 1: 481.107 2: 452.375 4: 426.899 5: 356.576 | Cable Fiber Optic LC Duplex To LC Duplex 50/125 164.0' (50.0m) | LC Duplex | LC Duplex | PXF6050 | 10mm | 0.08" (2.0mm) | Buffered Fiber |  |  | Aqua | Aqua |  |  |  | IP66, IP68, IP69K, Low Smoke | 50/125 |  | - |  | Low Smoke Zero Halogen (LSZH) |  |  |  | 164.0' (50.0m) | 1 (Unlimited) |  |  |  | -25°C ~ 70°C | Bulk |  | LSZH | - | 11494859 |  | Buccaneer® 6000 | [6 empty] | 5 | https://www.unikeyic.com/media/datasheet/79/94/a685/7994a6859f2c2f7dd9b7955454affe14.pdf | https://www.unikeyic.com/products/fiber-optic-cables-and-cable-assemblies/pxf6050aae/21618870.html
PXF6050BAA | bulgin | 1: 116.8749 | Bulgin Multimode Fiber Optic Cable, 6000 Series, LC to LC, 5m | LC Duplex | LC Duplex | PXF6050 | 30mm | 0.08" (2.0mm) | Buffered Fiber |  |  | Orange | Aqua |  |  |  | IP66, IP68, IP69K, Low Smoke | 62.5/125 |  | - |  | Poly-Vinyl Chloride (PVC) |  |  |  | 16.4' (5.0m) | 1 (Unlimited) |  |  |  | -25°C ~ 70°C | Bulk |  | - | - |  |  | Buccaneer® 6000 | [6 empty] | 15 | https://www.unikeyic.com/media/datasheet/79/94/a685/7994a6859f2c2f7dd9b7955454affe14.pdf | https://www.unikeyic.com/products/fiber-optic-cables-and-cable-assemblies/pxf6050baa/19849106.html
PXF6050BAB | bulgin | 2: 104.665 50: 104.665 | Cable Fiber Optic LC Duplex To LC Duplex 62.5/125 32.8' (10.0m) | LC Duplex | LC Duplex | PXF6050 | 30mm | 0.08" (2.0mm) | Buffered Fiber |  |  | Orange | Aqua |  |  |  | IP66, IP68, IP69K, Low Smoke | 62.5/125 |  | - |  | Poly-Vinyl Chloride (PVC) |  |  |  | 32.8' (10.0m) | 1 (Unlimited) |  |  |  | -25°C ~ 70°C | Bulk |  | - | - | 11494837 |  | Buccaneer® 6000 | [6 empty] | 57 | https://www.unikeyic.com/media/datasheet/79/94/a685/7994a6859f2c2f7dd9b7955454affe14.pdf | https://www.unikeyic.com/products/fiber-optic-cables-and-cable-assemblies/pxf6050bab/21520108.html
PXF6050CAA | bulgin | 1: 134.3652 25: 134.3652 75: 134.3652 | Bulgin Single Mode Fiber Optic Cable, 6000 Series, LC to LC, 5m | LC Duplex | LC Duplex | PXF6050 | 10mm | 0.08" (2.0mm) | Buffered Fiber |  |  | Yellow | Aqua |  |  |  | IP66, IP68, IP69K, Low Smoke | - |  | 0.20dB |  | Low Smoke Zero Halogen (LSZH) |  |  |  | 16.4' (5.0m) | 1 (Unlimited) |  |  |  | -25°C ~ 70°C | Bulk |  | LSZH | - |  |  | Buccaneer® 6000 | [6 empty] | 42 | https://www.unikeyic.com/media/datasheet/79/94/a685/7994a6859f2c2f7dd9b7955454affe14.pdf | https://www.unikeyic.com/products/fiber-optic-cables-and-cable-assemblies/pxf6050caa/16364850.html
PXF6050CAB | bulgin | 1: 140.6613 25: 140.6613 75: 140.6613 | Bulgin Single Mode Fiber Optic Cable, 6000 Series, LC to LC, 10m | LC Duplex | LC Duplex | PXF6050 | 10mm | 0.08" (2.0mm) | Buffered Fiber |  |  | Yellow | Aqua |  |  |  | IP66, IP68, IP69K, Low Smoke | - |  | 0.20dB |  | Low Smoke Zero Halogen (LSZH) |  |  |  | 32.8' (10.0m) | 1 (Unlimited) |  |  |  | -25°C ~ 70°C | Bulk |  | LSZH | - | 11494911 |  | Buccaneer® 6000 | [6 empty] | 27 | https://www.unikeyic.com/media/datasheet/79/94/a685/7994a6859f2c2f7dd9b7955454affe14.pdf | https://www.unikeyic.com/products/fiber-optic-cables-and-cable-assemblies/pxf6050cab/22211387.html
PXF6051AAA | bulgin | 1: 99.3823 | FIBRE CABLE, LC DUPLEX-LC DUPLEX, MM; | LC Duplex | LC Duplex | PXF6051 | 10mm | 0.08" (2.0mm) | Buffered Fiber |  |  | Aqua | Aqua |  |  |  | IP66, IP68, IP69K, Low Smoke | 50/125 |  | - |  | Low Smoke Zero Halogen (LSZH) |  |  |  | 16.4' (5.0m) | 1 (Unlimited) |  |  |  | -25°C ~ 70°C | Bulk |  | LSZH | - |  |  | Buccaneer® 6000 | [6 empty] | 16 | https://www.unikeyic.com/media/datasheet/79/94/a685/7994a6859f2c2f7dd9b7955454affe14.pdf | https://www.unikeyic.com/products/fiber-optic-cables-and-cable-assemblies/pxf6051aaa/22870733.html
PXF6051AAB | bulgin | 1: 171.017 3: 143.869 6: 135.289 11: 127.666 50: 106.645 | Cable Fiber Optic LC Duplex To LC Duplex 50/125 32.8' (10.0m) | LC Duplex | LC Duplex | PXF6051 | 10mm | 0.08" (2.0mm) | Buffered Fiber |  |  | Aqua | Aqua |  |  |  | IP66, IP68, IP69K, Low Smoke | 50/125 |  | - |  | Low Smoke Zero Halogen (LSZH) |  |  |  | 32.8' (10.0m) | 1 (Unlimited) |  |  |  | -25°C ~ 70°C | Bulk |  | LSZH | - |  |  | Buccaneer® 6000 | [6 empty] | 189 | https://www.unikeyic.com/media/datasheet/79/94/a685/7994a6859f2c2f7dd9b7955454affe14.pdf | https://www.unikeyic.com/products/fiber-optic-cables-and-cable-assemblies/pxf6051aab/16758714.html
PXF6051AAE | bulgin | 1: 496.166 2: 466.554 4: 440.275 5: 367.741 | Cable Fiber Optic LC Duplex To LC Duplex 50/125 164.0' (50.0m) | LC Duplex | LC Duplex | PXF6051 | 10mm | 0.08" (2.0mm) | Buffered Fiber |  |  | Aqua | Aqua |  |  |  | IP66, IP68, IP69K, Low Smoke | 50/125 |  | - |  | Low Smoke Zero Halogen (LSZH) |  |  |  | 164.0' (50.0m) | 1 (Unlimited) |  |  |  | -25°C ~ 70°C | Bulk |  | LSZH | - | 11494892 |  | Buccaneer® 6000 | [6 empty] | 3 | https://www.unikeyic.com/media/datasheet/79/94/a685/7994a6859f2c2f7dd9b7955454affe14.pdf | https://www.unikeyic.com/products/fiber-optic-cables-and-cable-assemblies/pxf6051aae/23539154.html
PXF6051BAA | bulgin | 2: 83.721 50: 83.721 | Cable Fiber Optic LC Duplex To LC Duplex 62.5/125 16.4' (5.0m) | LC Duplex | LC Duplex | PXF6051 | 30mm | 0.08" (2.0mm) | Buffered Fiber |  |  | Orange | Aqua |  |  |  | IP66, IP68, IP69K, Low Smoke | 62.5/125 |  | - |  | Poly-Vinyl Chloride (PVC) |  |  |  | 16.4' (5.0m) | 1 (Unlimited) |  |  |  | -25°C ~ 70°C | Bulk |  | - | - |  |  | Buccaneer® 6000 | [6 empty] | 140 | https://www.unikeyic.com/media/datasheet/79/94/a685/7994a6859f2c2f7dd9b7955454affe14.pdf | https://www.unikeyic.com/products/fiber-optic-cables-and-cable-assemblies/pxf6051baa/23232548.html
PXF6051BAB | bulgin | 1: 171.017 3: 143.869 6: 135.289 11: 127.666 50: 106.645 | Cable Fiber Optic LC Duplex To LC Duplex 62.5/125 32.8' (10.0m) | LC Duplex | LC Duplex | PXF6051 | 30mm | 0.08" (2.0mm) | Buffered Fiber |  |  | Orange | Aqua |  |  |  | IP66, IP68, IP69K, Low Smoke | 62.5/125 |  | - |  | Poly-Vinyl Chloride (PVC) |  |  |  | 32.8' (10.0m) | 1 (Unlimited) |  |  |  | -25°C ~ 70°C | Bulk |  | - | - |  |  | Buccaneer® 6000 | [6 empty] | 173 | https://www.unikeyic.com/media/datasheet/79/94/a685/7994a6859f2c2f7dd9b7955454affe14.pdf | https://www.unikeyic.com/products/fiber-optic-cables-and-cable-assemblies/pxf6051bab/17440953.html
PXF6051CAA | bulgin | 1: 105.5143 25: 105.5143 75: 105.5143 | Bulgin Single Mode Fiber Optic Cable, 6000 Series, LC to LC, 5m | LC Duplex | LC Duplex | PXF6051 | 10mm | 0.08" (2.0mm) | Buffered Fiber |  |  | Yellow | Aqua |  |  |  | IP66, IP68, IP69K, Low Smoke | - |  | 0.20dB |  | Low Smoke Zero Halogen (LSZH) |  |  |  | 16.4' (5.0m) | 1 (Unlimited) |  |  |  | -25°C ~ 70°C | Bulk |  | LSZH | - |  |  | Buccaneer® 6000 | [6 empty] | 48 | https://www.unikeyic.com/media/datasheet/79/94/a685/7994a6859f2c2f7dd9b7955454affe14.pdf | https://www.unikeyic.com/products/fiber-optic-cables-and-cable-assemblies/pxf6051caa/23266525.html
PXF6052AAA | bulgin | 1: 108.5352 5: 108.5352 10: 106.5619 25: 106.5619 50: 106.5619 100: 106.5619 | Bulgin Multimode Fiber Optic Cable, 6000 Series, LC to LC, 5m | LC Duplex | LC Duplex | PXF6052 | 10mm | 0.08" (2.0mm) | Buffered Fiber |  |  | Aqua | Aqua |  |  |  | IP66, IP68, IP69K, Low Smoke | 50/125 |  | - |  | Low Smoke Zero Halogen (LSZH) |  |  |  | 16.4' (5.0m) | 1 (Unlimited) |  |  |  | -25°C ~ 70°C | Bulk |  | LSZH | - |  |  | Buccaneer® 6000 | [6 empty] | 27 | https://www.unikeyic.com/media/datasheet/79/94/a685/7994a6859f2c2f7dd9b7955454affe14.pdf | https://www.unikeyic.com/products/fiber-optic-cables-and-cable-assemblies/pxf6052aaa/14387302.html
PXF6052BAA | bulgin | 2: 128.579 4: 108.174 7: 101.717 15: 95.986 50: 80.179 | Bulgin Multimode Fiber Patch Cord, 6000 Series, LC to LC, 5m | LC Duplex | LC Duplex | PXF6052 | 30mm | 0.08" (2.0mm) | Buffered Fiber |  |  | Orange | Aqua |  |  |  | IP66, IP68, IP69K, Low Smoke | 62.5/125 |  | - |  | Poly-Vinyl Chloride (PVC) |  |  |  | 16.4' (5.0m) | 1 (Unlimited) |  |  |  | -25°C ~ 70°C | Bulk |  | - | - |  |  | Buccaneer® 6000 | [6 empty] | 41 | https://www.unikeyic.com/media/datasheet/79/94/a685/7994a6859f2c2f7dd9b7955454affe14.pdf | https://www.unikeyic.com/products/fiber-optic-cables-and-cable-assemblies/pxf6052baa/19867063.html
PXF6052CAA | bulgin | 2: 78.144 50: 78.144 | Bulgin Single Mode Fiber Optic Cable, 6000 Series, LC to LC, 5m | LC Duplex | LC Duplex | PXF6052 | 10mm | 0.08" (2.0mm) | Buffered Fiber |  |  | Yellow | Aqua |  |  |  | IP66, IP68, IP69K, Low Smoke | - |  | 0.20dB |  | Low Smoke Zero Halogen (LSZH) |  |  |  | 16.4' (5.0m) | 1 (Unlimited) |  |  |  | -25°C ~ 70°C | Bulk |  | LSZH | - |  |  | Buccaneer® 6000 | [6 empty] | 17 | https://www.unikeyic.com/media/datasheet/79/94/a685/7994a6859f2c2f7dd9b7955454affe14.pdf | https://www.unikeyic.com/products/fiber-optic-cables-and-cable-assemblies/pxf6052caa/22853086.html
PXF6054AAA | bulgin | 1: 176.429 3: 148.423 5: 139.557 11: 131.703 50: 110 | Bulgin Multimode Fiber Optic Cable 6000 Series, LC to LC, 5m | LC Duplex | LC Duplex | PXF6054 | 10mm | 0.08" (2.0mm) | Buffered Fiber |  |  | Aqua | Aqua |  |  |  | IP66, IP68, IP69K, Low Smoke | 50/125 |  | - |  | Low Smoke Zero Halogen (LSZH) |  |  |  | 16.4' (5.0m) | 1 (Unlimited) |  |  |  | -25°C ~ 70°C | Bulk |  | LSZH | - |  |  | Buccaneer® 6000 | [6 empty] | 89 | https://www.unikeyic.com/media/datasheet/79/94/a685/7994a6859f2c2f7dd9b7955454affe14.pdf | https://www.unikeyic.com/products/fiber-optic-cables-and-cable-assemblies/pxf6054aaa/16886143.html
PXF6054AAB | bulgin | 1: 179.509 3: 151.019 5: 142.01 11: 134.002 50: 111.925 | Circular Fiber Connector | LC Duplex | LC Duplex | PXF6054 | 10mm | 0.08" (2.0mm) | Buffered Fiber |  |  | Aqua | Aqua |  |  |  | IP66, IP68, IP69K, Low Smoke | 50/125 |  | - |  | Low Smoke Zero Halogen (LSZH) |  |  |  | 32.8' (10.0m) | 1 (Unlimited) |  |  |  | -25°C ~ 70°C | Bulk |  | LSZH | - |  |  | Buccaneer® 6000 | [6 empty] | 90 | https://www.unikeyic.com/media/datasheet/79/94/a685/7994a6859f2c2f7dd9b7955454affe14.pdf | https://www.unikeyic.com/products/fiber-optic-cables-and-cable-assemblies/pxf6054aab/14684929.html
PXF6054BAA | bulgin | 1: 153.7365 | Bulgin Multimode Fiber Optic Cable, 6000 Series, LC to LC, 5m | LC Duplex | LC Duplex | PXF6054 | 30mm | 0.08" (2.0mm) | Buffered Fiber |  |  | Orange | Aqua |  |  |  | IP66, IP68, IP69K, Low Smoke | 62.5/125 |  | - |  | Poly-Vinyl Chloride (PVC) |  |  |  | 16.4' (5.0m) | 1 (Unlimited) |  |  |  | -25°C ~ 70°C | Bulk |  | - | - |  |  | Buccaneer® 6000 | [6 empty] | 8 | https://www.unikeyic.com/media/datasheet/79/94/a685/7994a6859f2c2f7dd9b7955454affe14.pdf | https://www.unikeyic.com/products/fiber-optic-cables-and-cable-assemblies/pxf6054baa/16514320.html
PXF6054CAA | bulgin | 1: 144.4326 25: 144.4326 75: 144.4326 | Bulgin Single mode fiber optic cable 6000series, LCchangeLC, 5m | LC Duplex | LC Duplex | PXF6054 | 10mm | 0.08" (2.0mm) | Buffered Fiber |  |  | Yellow | Aqua |  |  |  | IP66, IP68, IP69K, Low Smoke | - |  | 0.20dB |  | Low Smoke Zero Halogen (LSZH) |  |  |  | 16.4' (5.0m) | 1 (Unlimited) |  |  |  | -25°C ~ 70°C | Bulk |  | LSZH | - | 11494929 |  | Buccaneer® 6000 | [6 empty] | 34 | https://www.unikeyic.com/media/datasheet/79/94/a685/7994a6859f2c2f7dd9b7955454affe14.pdf | https://www.unikeyic.com/products/fiber-optic-cables-and-cable-assemblies/pxf6054caa/21468024.html
PXF6054CAB | bulgin | 1: 179.509 3: 151.019 5: 142.01 11: 134.002 50: 111.925 | Bulgin Single Mode Fiber Optic Cable, 6000 Series, LC to LC, 10m | LC Duplex | LC Duplex | PXF6054 | 10mm | 0.08" (2.0mm) | Buffered Fiber |  |  | Yellow | Aqua |  |  |  | IP66, IP68, IP69K, Low Smoke | - |  | 0.20dB |  | Low Smoke Zero Halogen (LSZH) |  |  |  | 32.8' (10.0m) | 1 (Unlimited) |  |  |  | -25°C ~ 70°C | Bulk |  | LSZH | - |  |  | Buccaneer® 6000 | [6 empty] | 40 | https://www.unikeyic.com/media/datasheet/79/94/a685/7994a6859f2c2f7dd9b7955454affe14.pdf | https://www.unikeyic.com/products/fiber-optic-cables-and-cable-assemblies/pxf6054cab/16408003.html
PXF6055AAA | bulgin | 1: 170.632 3: 143.55 6: 134.981 11: 127.369 50: 106.403 | Cable Fiber Optic LC Duplex To LC Duplex 50/125 16.4' (5.0m) | LC Duplex | LC Duplex | PXF6055 | 10mm | 0.08" (2.0mm) | Buffered Fiber |  |  | Aqua | Aqua |  |  |  | IP66, IP68, IP69K, Low Smoke | 50/125 |  | - |  | Low Smoke Zero Halogen (LSZH) |  |  |  | 16.4' (5.0m) | 1 (Unlimited) |  |  |  | -25°C ~ 70°C | Bulk |  | LSZH | - |  |  | Buccaneer® 6000 | [6 empty] | 96 | https://www.unikeyic.com/media/datasheet/79/94/a685/7994a6859f2c2f7dd9b7955454affe14.pdf | https://www.unikeyic.com/products/fiber-optic-cables-and-cable-assemblies/pxf6055aaa/23208594.html
PXF6055AAB | bulgin | 1: 182.644 3: 153.659 5: 144.474 11: 136.356 50: 113.894 | Cable Fiber Optic LC Duplex To LC Duplex 50/125 32.8' (10.0m) | LC Duplex | LC Duplex | PXF6055 | 10mm | 0.08" (2.0mm) | Buffered Fiber |  |  | Aqua | Aqua |  |  |  | IP66, IP68, IP69K, Low Smoke | 50/125 |  | - |  | Low Smoke Zero Halogen (LSZH) |  |  |  | 32.8' (10.0m) | 1 (Unlimited) |  |  |  | -25°C ~ 70°C | Bulk |  | LSZH | - | 11494933 |  | Buccaneer® 6000 | [6 empty] | 179 | https://www.unikeyic.com/media/datasheet/79/94/a685/7994a6859f2c2f7dd9b7955454affe14.pdf | https://www.unikeyic.com/products/fiber-optic-cables-and-cable-assemblies/pxf6055aab/18306896.html
PXF6055BAA | bulgin | 1: 170.632 3: 143.55 6: 134.981 11: 127.369 50: 106.403 | Cable Fiber Optic LC Duplex To LC Duplex 62.5/125 16.4' (5.0m) | LC Duplex | LC Duplex | PXF6055 | 30mm | 0.08" (2.0mm) | Buffered Fiber |  |  | Orange | Aqua |  |  |  | IP66, IP68, IP69K, Low Smoke | 62.5/125 |  | - |  | Poly-Vinyl Chloride (PVC) |  |  |  | 16.4' (5.0m) | 1 (Unlimited) |  |  |  | -25°C ~ 70°C | Bulk |  | - | - |  |  | Buccaneer® 6000 | [6 empty] | 214 | https://www.unikeyic.com/media/datasheet/79/94/a685/7994a6859f2c2f7dd9b7955454affe14.pdf | https://www.unikeyic.com/products/fiber-optic-cables-and-cable-assemblies/pxf6055baa/20968333.html
PXF6055BAB | bulgin | 1: 157.5823 3: 154.7684 5: 154.7684 | Bulgin Multimode Fiber Optic Cable 6000 Series, LC to LC, 10m | LC Duplex | LC Duplex | PXF6055 | 30mm | 0.08" (2.0mm) | Buffered Fiber |  |  | Orange | Aqua |  |  |  | IP66, IP68, IP69K, Low Smoke | 62.5/125 |  | - |  | Poly-Vinyl Chloride (PVC) |  |  |  | 32.8' (10.0m) | 1 (Unlimited) |  |  |  | -25°C ~ 70°C | Bulk |  | - | - |  |  | Buccaneer® 6000 | [6 empty] | 13 | https://www.unikeyic.com/media/datasheet/79/94/a685/7994a6859f2c2f7dd9b7955454affe14.pdf | https://www.unikeyic.com/products/fiber-optic-cables-and-cable-assemblies/pxf6055bab/17225196.html
PXF6055CAA | bulgin | 1: 115.8015 5: 115.8015 10: 113.696 25: 113.696 50: 113.696 100: 113.696 | Bulgin Single mode fiber optic cable 6000series, LCchangeLC, 5m | LC Duplex | LC Duplex | PXF6055 | 10mm | 0.08" (2.0mm) | Buffered Fiber |  |  | Yellow | Aqua |  |  |  | IP66, IP68, IP69K, Low Smoke | - |  | 0.20dB |  | Low Smoke Zero Halogen (LSZH) |  |  |  | 16.4' (5.0m) | 1 (Unlimited) |  |  |  | -25°C ~ 70°C | Bulk |  | LSZH | - | 11494865 |  | Buccaneer® 6000 | [6 empty] | 49 | https://www.unikeyic.com/media/datasheet/79/94/a685/7994a6859f2c2f7dd9b7955454affe14.pdf | https://www.unikeyic.com/products/fiber-optic-cables-and-cable-assemblies/pxf6055caa/18877808.html
PXF6055CAB | bulgin | 2: 113.894 50: 113.894 | Bulgin Single Mode Fiber Optic Cable, 6000 Series, LC to LC, 10m | LC Duplex | LC Duplex | PXF6055 | 10mm | 0.08" (2.0mm) | Buffered Fiber |  |  | Yellow | Aqua |  |  |  | IP66, IP68, IP69K, Low Smoke | - |  | 0.20dB |  | Low Smoke Zero Halogen (LSZH) |  |  |  | 32.8' (10.0m) | 1 (Unlimited) |  |  |  | -25°C ~ 70°C | Bulk |  | LSZH | - | 11494838 |  | Buccaneer® 6000 | [6 empty] | 84 | https://www.unikeyic.com/media/datasheet/79/94/a685/7994a6859f2c2f7dd9b7955454affe14.pdf | https://www.unikeyic.com/products/fiber-optic-cables-and-cable-assemblies/pxf6055cab/18838388.html
QBE | Chemtronics | 1: 79.9699 5: 77.1138 25: 77.1138 | Chemtronics Fiber Optic Cleaning Wipes, For Fiber Connectors, Remove Buffer Gel & Connectors | [15 empty] | Fiber Optic Connectors | [7 empty] | Not Applicable |  |  |  |  | Bulk |  |  |  | 5177680 |  | FOCCUS™, QbE® | - | - |  |  |  | - | 47 | https://www.unikeyic.com/media/datasheet/88/bf/e71e/88/ef33a7bc9ee649ac5052163a0c89beb4.pdf | https://www.unikeyic.com/products/fiber-optic-cables-and-cable-assemblies/qbe/23260149.html
QBE2 | Chemtronics | 1: 60.1311 5: 55.8545 10: 54.1822 | Chemtronics Fiber Optic Cleaning Wipes, Suitable for buffer gel removal、End face connector cleaning、Connector preparation |  |  | QBE | [12 empty] | Fiber Optic Connectors | [7 empty] | Not Applicable |  |  |  |  | Bulk |  |  |  | 5177681 |  | FOCCUS™, QbE® | - | - |  |  |  | - | 32 | https://www.unikeyic.com/media/datasheet/9b/70/a18b/9b70a18b084185341c32212307ff92fc.pdf | https://www.unikeyic.com/products/fiber-optic-cables-and-cable-assemblies/qbe2/16098778.html
QK735A-C | ATGBICS | 1: 28.296 | LC-LCOM4 Fiber Patch MM D 15m | - | LC/UPC | - |  | 0.12" (3.0mm) | Fiber Patch | [7 empty] | - | - | [7 empty] | 49.2' (15.0m) | Vendor Undefined |  |  |  |  | Bag |  | OFNR |  |  |  | - | [6 empty] | 2422 | https://www.unikeyic.com/media/about_us/Unikey_ISO_9001_Certification.pdf | https://www.unikeyic.com/products/fiber-optic-cables-and-cable-assemblies/qk735a-c/17682281.html
QK736A-C | ATGBICS | 1: 46.008 | LC-LCOM4 Fiber Patch MM D 30m | - | LC/UPC | - |  | 0.12" (3.0mm) | Fiber Patch | [7 empty] | - | - | [7 empty] | 98.4' (30.0m) | Vendor Undefined |  |  |  |  | Bag |  | OFNR |  |  |  | - | [6 empty] | 2328 | https://www.unikeyic.com/media/pdf/HTMLDatasheet/atgbics/8e/ea/4dca/qk736a-c/2025/11/qk736a-c.pdf | https://www.unikeyic.com/products/fiber-optic-cables-and-cable-assemblies/qk736a-c/14096691.html
QK737A-C | ATGBICS | 1: 65.5563 | TO LC/UPC 164.0' (50.0m) | [20 empty] | 164.0' (50.0m) | [8 empty] | On sale | [11 empty] | 2921 | https://www.unikeyic.com/media/about_us/Unikey_ISO_9001_Certification.pdf | https://www.unikeyic.com/products/fiber-optic-cables-and-cable-assemblies/qk737a-c/17813665.html
QUICKCLEAN-1.25-5P | FLUKE | 1: 648.8414 | Fluke Networks Fiber Optic Test Equipment Cleaning Kit, Quick Cleanseries, suitable for1.5mm Connector |  |  | QUICKCLEAN | [20 empty] | Not Applicable |  |  |  |  | Box | [5 empty] | - | - | LC, MU Connectors |  |  |  | - | 71 | https://www.unikeyic.com/media/datasheet/cb/e2/a15c/cb/d1c0036e1e83c0f50236b22b22f343fd.pdf | https://www.unikeyic.com/products/fiber-optic-cables-and-cable-assemblies/quickclean-1-25-5p/22229611.html
QUICKCLEAN-2.5-1P | FLUKE | 1: 137.6256 | Fluke Networks Fiber Optic Test Equipment Cleaning Kit, Quick Cleanseries, suitable for2.5mm Connector |  |  | QUICKCLEAN | [20 empty] | Not Applicable |  |  |  |  | Box | [5 empty] | - | - |  |  |  |  | - | 9 | https://www.unikeyic.com/media/datasheet/92/f6/dfb7/92/e889db5846b97235cc2a7347e215a315.pdf | https://www.unikeyic.com/products/fiber-optic-cables-and-cable-assemblies/quickclean-2-5-1p/18173678.html
RCS-25 | Jonard Tools | 1: 221.6368 | Ratcheting Cable Slitter | [15 empty] | Fiber Optic Cables | [7 empty] | 1 (Unlimited) |  |  |  |  | Box | [5 empty] | - | - | - |  |  |  | 0.4 lb (181.44 g) | 1 | https://www.unikeyic.com/media/datasheet/20/a4/7fd5/20/43fb28edfecff5967c8d7898d24630a0.pdf | https://www.unikeyic.com/products/fiber-optic-cables-and-cable-assemblies/rcs-25/15093245.html
REEL-CLN | Tempo Communications | 1: 100.7603 | Tempo Cassette Cleaning Tape, For Fiber Optic Cleaning | [15 empty] | SC, LC, FC, ST, E2000 | [7 empty] | Not Applicable |  |  |  |  | Box |  |  |  | 13901457 |  | fiberTOOLS™ | 5.12" L x 3.46" W (130.0mm x 88.0mm) | - |  |  |  | - | 14 | https://www.unikeyic.com/media/pdf/HTMLDatasheet/tempo-communications/4b/e1/b4ca/reel-cln/2025/11/reel-cln.pdf | https://www.unikeyic.com/products/fiber-optic-cables-and-cable-assemblies/reel-cln/17737486.html
REEL-CLN-SP | Tempo Communications | 1: 54.5209 | Tempo Filter Belt for Cassette Cleaner, For Fiber Cleaning | [15 empty] | SC, LC, FC, ST, E2000 | [7 empty] | Not Applicable |  |  |  |  | Box | [5 empty] | fiberTOOLS™ | 4.09" L x 2.36" W (104.0mm x 60.0mm) | - |  |  |  | - | 15 | https://www.unikeyic.com/media/pdf/HTMLDatasheet/tempo-communications/4b/e1/b4ca/reel-cln/2025/11/reel-cln.pdf | https://www.unikeyic.com/products/fiber-optic-cables-and-cable-assemblies/reel-cln-sp/18878981.html
RFS-100 | Jonard Tools | 1: 74.275 | ROLLABLE RIBBON FIBER SEPARATOR, 4.09"; For Use With:Rollable or Spyder Type Ribbon Fibre Optic Cables; Product Range:- 86AH1931 | [15 empty] | Ribbon Fiber Optic Cables | [7 empty] | Not Applicable |  |  |  |  | Box |  |  |  | 13175543 |  | RFS | 4.090" L (103.89mm) | - |  |  |  |  | 2 | https://www.unikeyic.com/media/datasheet/b0/33/7f77/b0337f77aa5e9177314f46020fd6def3.pdf | https://www.unikeyic.com/products/fiber-optic-cables-and-cable-assemblies/rfs-100/17368118.html
S2D-ARM-LCLC-15 | TechLogix Networx | 1: 162 | FIB OPT CBL LC-LC DUPLEX SGL 15M | [29 empty] | On sale | [11 empty] | 9 | https://www.unikeyic.com/media/about_us/Unikey_ISO_9001_Certification.pdf | https://www.unikeyic.com/products/fiber-optic-cables-and-cable-assemblies/s2d-arm-lclc-15/23079986.html
S2D-ARM-LCSC-05 | TechLogix Networx | 1: 64.8 | FIB OPT CBL LC-SC DUPLEX SGL 5M | [20 empty] | 16.4' (5.0m) | [12 empty] | bulk | [7 empty] | 11 | https://www.unikeyic.com/media/about_us/Unikey_ISO_9001_Certification.pdf | https://www.unikeyic.com/products/fiber-optic-cables-and-cable-assemblies/s2d-arm-lcsc-05/18750219.html
S2D-ARM-LCSC-07 | TechLogix Networx | 1: 86.4 | FIB OPT CBL LC-SC DUPLEX SGL 7M | [12 empty] | S2D-ARM-LCSC-07 TechLogix Networx | [7 empty] | 23.0' (7.0m) | [8 empty] | On sale |  |  |  | bulk | [7 empty] | 13 | https://www.unikeyic.com/media/datasheet/53/e2/c6e3/53/9ba065f63f4f04131d1a855bef751dfc.pdf | https://www.unikeyic.com/products/fiber-optic-cables-and-cable-assemblies/s2d-arm-lcsc-07/21597322.html
S2D-ARM-LCSC-20 | TechLogix Networx | 1: 216 | FIB OPT CBL LC-SC DUPLEX SGL 20M | [29 empty] | On sale | [11 empty] | 13 | https://www.unikeyic.com/media/about_us/Unikey_ISO_9001_Certification.pdf | https://www.unikeyic.com/products/fiber-optic-cables-and-cable-assemblies/s2d-arm-lcsc-20/20858009.html
S2D-ARM-SCSC-05 | TechLogix Networx | 1: 64.8 | FIB OPT CBL SC-SC DUPLEX SGL 5M | [20 empty] | 16.4' (5.0m) | [8 empty] | On sale |  |  |  | bulk | [7 empty] | 13 | https://www.unikeyic.com/media/about_us/Unikey_ISO_9001_Certification.pdf | https://www.unikeyic.com/products/fiber-optic-cables-and-cable-assemblies/s2d-arm-scsc-05/23325617.html
S2D-ARM-SCSC-15 | TechLogix Networx | 1: 162 | FIB OPT CBL SC-SC DUPLEX SGL 15M | [29 empty] | On sale | [11 empty] | 10 | https://www.unikeyic.com/media/about_us/Unikey_ISO_9001_Certification.pdf | https://www.unikeyic.com/products/fiber-optic-cables-and-cable-assemblies/s2d-arm-scsc-15/21340865.html
S2D-ECO-LCSC-05 | TechLogix Networx | 1: 30.24 | FIB OPT CBL LC-SC DUPLEX SGL 5M | [20 empty] | 16.4' (5.0m) | [8 empty] | On sale |  |  |  | bulk | [7 empty] | 19 | https://www.unikeyic.com/media/about_us/Unikey_ISO_9001_Certification.pdf | https://www.unikeyic.com/products/fiber-optic-cables-and-cable-assemblies/s2d-eco-lcsc-05/20114741.html
S2D-ECO-SCSC-02 | TechLogix Networx | 1: 28.6 | FIB OPT CBL SC-SC DUPLEX SGL 2M | [20 empty] | 6.6' (2.0m) | [8 empty] | On sale |  |  |  | bulk | [7 empty] | 15 | https://www.unikeyic.com/media/about_us/Unikey_ISO_9001_Certification.pdf | https://www.unikeyic.com/products/fiber-optic-cables-and-cable-assemblies/s2d-eco-scsc-02/16932894.html
S2I-2M-P-BK-2000 | TechLogix Networx | 1: 864 | CBL FBR OPT 125UM SNGLMOD 609.6M | [29 empty] | On sale |  |  |  | boxed | [7 empty] | 14 | https://www.unikeyic.com/media/about_us/Unikey_ISO_9001_Certification.pdf | https://www.unikeyic.com/products/fiber-optic-cables-and-cable-assemblies/s2i-2m-p-bk-2000/20632518.html
SCLC-3DTP030 | Bel Fuse | 1: 31.1734 | Cable Assembly Duplex 3m SC to LC PL-PL Box | LC Duplex | SC Duplex | SCLC-3DTP | - | 0.12" (3.0mm) | - |  |  | Aqua | Aqua |  |  |  | - | 50/125 |  | - |  | Poly-Vinyl Chloride (PVC) |  |  |  | 9.8' (3.0m) | 1 (Unlimited) |  |  |  | - | Box |  | - | - |  |  | - | [6 empty] | 19 | https://www.unikeyic.com/media/datasheet/21/56/1a53/21/6af6aaf8b926cf886a276c2243c937a5.pdf | https://www.unikeyic.com/products/fiber-optic-cables-and-cable-assemblies/sclc-3dtp030/22282880.html
SCLC-6DTP010 | Bel Fuse | 1: 12.3632 10: 12.3632 25: 12.1425 50: 12.1425 100: 12.1425 | Cable Assembly Duplex 1m SC to LC PL-PL Box | LC Duplex | SC Duplex | SCLC-6DTP | - | 0.12" (3.0mm) | - |  |  | Orange | Beige |  |  |  | - | 62.5/125 |  | - |  | Poly-Vinyl Chloride (PVC) |  |  |  | 3.3' (1.0m) | 1 (Unlimited) |  |  |  | - | Box |  | - | - |  |  | - | [6 empty] | 14 | https://www.unikeyic.com/media/datasheet/21/56/1a53/21/6af6aaf8b926cf886a276c2243c937a5.pdf | https://www.unikeyic.com/products/fiber-optic-cables-and-cable-assemblies/sclc-6dtp010/16919921.html
SCLC-6DTP020 | Bel Fuse | 1: 27.548 | Duplex Cable Assembly 2m SC to LC PL-PL Box | LC Duplex | SC Duplex | SCLC-6DTP | - | 0.12" (3.0mm) | - |  |  | Orange | Beige |  |  |  | - | 62.5/125 |  | - |  | Poly-Vinyl Chloride (PVC) |  |  |  | 6.6' (2.0m) | 1 (Unlimited) |  |  |  | - | Box |  | - | - |  |  | - | [6 empty] | 1 | https://www.unikeyic.com/media/datasheet/21/56/1a53/21/6af6aaf8b926cf886a276c2243c937a5.pdf | https://www.unikeyic.com/products/fiber-optic-cables-and-cable-assemblies/sclc-6dtp020/14447346.html
SCLC-6DTP030 | Bel Fuse | 1: 26.5842 10: 26.1095 25: 26.1095 50: 25.6348 100: 25.6348 250: 25.6348 500: 25.6348 1,000: 25.6348 | Duplex Cable Assembly 3m SC to LC PL-PL Box | LC Duplex | SC Duplex | SCLC-6DTP | - | 0.12" (3.0mm) | - |  |  | Orange | Beige |  |  |  | - | 62.5/125 |  | - |  | Poly-Vinyl Chloride (PVC) |  |  |  | 9.8' (3.0m) | 1 (Unlimited) |  |  |  | - | Box |  | - | - |  |  | - | [6 empty] | 15 | https://www.unikeyic.com/media/datasheet/21/56/1a53/21/6af6aaf8b926cf886a276c2243c937a5.pdf | https://www.unikeyic.com/products/fiber-optic-cables-and-cable-assemblies/sclc-6dtp030/20071935.html
SCLC-6DTP050 | Bel Fuse | 1: 30.4301 10: 29.8867 25: 29.3433 50: 29.3433 100: 29.3433 250: 29.3433 500: 29.3433 | Cable Assembly Duplex 5m SC to LC PL-PL Box | LC Duplex | SC Duplex | SCLC-6DTP | - | 0.12" (3.0mm) | - |  |  | Orange | Beige |  |  |  | - | 62.5/125 |  | - |  | Poly-Vinyl Chloride (PVC) |  |  |  | 16.4' (5.0m) | 1 (Unlimited) |  |  |  | - | Box |  | - | - |  |  | - | [6 empty] | 22 | https://www.unikeyic.com/media/datasheet/21/56/1a53/21/6af6aaf8b926cf886a276c2243c937a5.pdf | https://www.unikeyic.com/products/fiber-optic-cables-and-cable-assemblies/sclc-6dtp050/18567476.html
SCLC-SDTP030 | Bel Fuse | 1: 13.8407 10: 13.8407 25: 13.5936 50: 13.3464 100: 13.3464 250: 13.3464 | Duplex Cable Assembly 3m SC to LC PL-PL Box | LC Duplex | SC Duplex | SCLC-SDTP | - | 0.08" (2.0mm) | - |  |  | Yellow | Blue |  |  |  | - | 9/125 |  | - |  | Poly-Vinyl Chloride (PVC) |  |  |  | 9.8' (3.0m) | 1 (Unlimited) |  |  |  | - | Box |  | - | - |  |  | - | [6 empty] | 7 | https://www.unikeyic.com/media/datasheet/21/56/1a53/21/6af6aaf8b926cf886a276c2243c937a5.pdf | https://www.unikeyic.com/products/fiber-optic-cables-and-cable-assemblies/sclc-sdtp030/22149020.html
SCLC-SDTP050 | Bel Fuse | 1: 19.722 | Cable Assembly Duplex 5m SC to LC PL-PL Box | LC Duplex | SC Duplex | SCLC-SDTP | - | 0.08" (2.0mm) | - |  |  | Yellow | Blue |  |  |  | - | 9/125 |  | - |  | Poly-Vinyl Chloride (PVC) |  |  |  | 16.4' (5.0m) | 1 (Unlimited) |  |  |  | - | Box |  | - | - |  |  | - | [6 empty] | 29 | https://www.unikeyic.com/media/datasheet/21/56/1a53/21/6af6aaf8b926cf886a276c2243c937a5.pdf | https://www.unikeyic.com/products/fiber-optic-cables-and-cable-assemblies/sclc-sdtp050/18201050.html
SCSC-6DTP050 | Bel Fuse | 1: 27.3773 10: 26.8884 25: 26.3995 50: 26.3995 100: 26.3995 | Cable Assembly Duplex 5m SC to SC PL-PL Box | SC Duplex | SC Duplex | SCSC-6DTP | - | 0.12" (3.0mm) | - |  |  | Orange | Beige |  |  |  | - | 62.5/125 |  | - |  | Poly-Vinyl Chloride (PVC) |  |  |  | 16.4' (5.0m) | 1 (Unlimited) |  |  |  | - | Box |  | - | - |  |  | - | [6 empty] | 14 | https://www.unikeyic.com/media/datasheet/21/56/1a53/21/6af6aaf8b926cf886a276c2243c937a5.pdf | https://www.unikeyic.com/products/fiber-optic-cables-and-cable-assemblies/scsc-6dtp050/15038219.html
SCSC-SDTP010 | Bel Fuse | 1: 16.2165 | Cable Assembly Duplex 1m SC to SC PL-PL Box | SC Duplex | SC Duplex | SCSC-SDTP | - | 0.08" (2.0mm) | - |  |  | Yellow | Blue |  |  |  | - | 9/125 |  | - |  | Poly-Vinyl Chloride (PVC) |  |  |  | 3.3' (1.0m) | 1 (Unlimited) |  |  |  | - | Box |  | - | - |  |  | - | [6 empty] | 24 | https://www.unikeyic.com/media/datasheet/21/56/1a53/21/6af6aaf8b926cf886a276c2243c937a5.pdf | https://www.unikeyic.com/products/fiber-optic-cables-and-cable-assemblies/scsc-sdtp010/22300909.html
SCSC-SDTP020 | Bel Fuse | 1: 16.9114 | Cable Assembly Duplex 2m SC to SC PL-PL Box | SC Duplex | SC Duplex | SCSC-SDTP | - | 0.08" (2.0mm) | - |  |  | Yellow | Blue |  |  |  | - | 9/125 |  | - |  | Poly-Vinyl Chloride (PVC) |  |  |  | 6.6' (2.0m) | 1 (Unlimited) |  |  |  | - | Box |  | - | - | 9094873 |  | - | [6 empty] | 18 | https://www.unikeyic.com/media/datasheet/21/56/1a53/21/6af6aaf8b926cf886a276c2243c937a5.pdf | https://www.unikeyic.com/products/fiber-optic-cables-and-cable-assemblies/scsc-sdtp020/23001855.html
SCSC-SDTP030 | Bel Fuse | 1: 17.7885 10: 16.4026 25: 15.3987 50: 14.7769 100: 14.2962 250: 13.8141 | Cable Assembly Duplex 3m SC to SC PL-PL Box | SC Duplex | SC Duplex | SCSC-SDTP | - | 0.08" (2.0mm) | - |  |  | Yellow | Blue |  |  |  | - | 9/125 |  | - |  | Poly-Vinyl Chloride (PVC) |  |  |  | 9.8' (3.0m) | 1 (Unlimited) |  |  |  | - | Box |  | - | - |  |  | - | [6 empty] | 2 | https://www.unikeyic.com/media/datasheet/21/56/1a53/21/6af6aaf8b926cf886a276c2243c937a5.pdf | https://www.unikeyic.com/products/fiber-optic-cables-and-cable-assemblies/scsc-sdtp030/18117350.html
SF-FCSFPX2000-006 | Amphenol | 1: 145.387 4: 139.337 7: 133.76 | Ethernet Cables / Networking Cables FIBER CHANNEL SFP/SFP MM 6M | [23 empty] | Vendor Undefined |  |  |  |  | Bulk |  |  |  | 14755132 |  | * | [6 empty] | 25 | https://www.unikeyic.com/media/about_us/Unikey_ISO_9001_Certification.pdf | https://www.unikeyic.com/products/fiber-optic-cables-and-cable-assemblies/sf-fcsfpx2000-006/16056467.html
SFPOWERMETER | FLUKE | 1: 2488.5636 | Fluke Networks, Optical Power Meter, Maximum Power Measurement+10dBm, size80 x 39 x 165mm, Maximum operating temperature+50°C, Minimum operating temperature-10°C | [12 empty] | SFPOWERMETER FLUKE | [8 empty] | 80mm*39mm*165mm |  |  |  |  | -10℃~50℃ | [14 empty] | 5 | https://www.unikeyic.com/media/datasheet/b0/2b/3db1/b0/f6e692c28610fb2548655b35337a6d5d.pdf | https://www.unikeyic.com/products/fiber-optic-cables-and-cable-assemblies/sfpowermeter/16137153.html
SMDOS2LCLC20M | StarTech | 1: 55.8235 10: 47.4459 25: 44.4763 50: 42.355 100: 40.3357 250: 37.8141 | 20M LC TO LC OS2 FIBER CABLE | [21 empty] | 20m(Length) |  |  |  |  | -20℃~60℃ | [14 empty] | 17 | https://www.unikeyic.com/media/about_us/Unikey_ISO_9001_Certification.pdf | https://www.unikeyic.com/products/fiber-optic-cables-and-cable-assemblies/smdos2lclc20m/725835936.html
SMDOS2LCLC2M | StarTech | 1: 33.2815 | StarTech.com SMDOS2LCLC2M | [21 empty] | 200cm(Length) |  |  |  |  | -20℃~60℃ | [14 empty] | 32 | https://www.unikeyic.com/media/about_us/Unikey_ISO_9001_Certification.pdf | https://www.unikeyic.com/products/fiber-optic-cables-and-cable-assemblies/smdos2lclc2m/725837124.html
SNX-CBL-LDR-FB102-9510 | SANOXY | 1: 30.2292 | SANOXY Cables and Adapters, 10m | [41 empty] | 20 | https://www.unikeyic.com/media/about_us/Unikey_ISO_9001_Certification.pdf | https://www.unikeyic.com/products/fiber-optic-cables-and-cable-assemblies/snx-cbl-ldr-fb102-9510/733055904.html
SPC19960 | multicomp | 1: 17.7285 10: 16.4686 20: 15.338 | Cable Assembly Duplex 1m LC to LC M-M | [12 empty] | SPC19960 multicomp | [29 empty] | https://www.unikeyic.com/media/datasheet/25/78/623d/23/f2ba4bc69e4099edd609dba6b64581d6.pdf | https://www.unikeyic.com/products/fiber-optic-cables-and-cable-assemblies/spc19960/18036621.html
SPC19973 | multicomp | 1: 10.9183 10: 10.0085 100: 9.8265 250: 9.8265 500: 9.8265 1,000: 9.8265 2,500: 9.8265 5,000: 9.8265 | Fiber Optic Jumper Cable | [12 empty] | SPC19973 multicomp | [11 empty] | wire mounting | [16 empty] | 13 | https://www.unikeyic.com/media/datasheet/25/78/623d/53/04604ca5b65a21e485bfa9f2acd7efeb.pdf | https://www.unikeyic.com/products/fiber-optic-cables-and-cable-assemblies/spc19973/23566347.html
SPC19979 | multicomp | 1: 11.6866 10: 10.7127 100: 10.5179 250: 10.5179 500: 10.5179 1,000: 10.5179 2,500: 10.5179 5,000: 10.5179 | Cable Assembly Duplex 2m LC to ST M-M | [41 empty] | 17 | https://www.unikeyic.com/media/about_us/Unikey_ISO_9001_Certification.pdf | https://www.unikeyic.com/products/fiber-optic-cables-and-cable-assemblies/spc19979/20985570.html
SPC19989 | multicomp | 1: 14.6773 10: 14.1531 100: 14.1531 250: 14.1531 500: 14.1531 1,000: 14.1531 2,500: 14.1531 5,000: 14.1531 | FIBER OPTIC JUMPER CABLE, ST / ST, 3M; Fibre Optic Connector A:ST; Fibre Optic Connector B:ST; No. of Fibers:2Fibres; Fibre Type:Multimode; Lead Length - Metric:3m; Fibre Diameter:62.5um / 125um; Product Range:-; Cable L | [12 empty] | SPC19989 multicomp | [28 empty] | 58 | https://www.unikeyic.com/media/datasheet/25/78/623d/53/04604ca5b65a21e485bfa9f2acd7efeb.pdf | https://www.unikeyic.com/products/fiber-optic-cables-and-cable-assemblies/spc19989/23345727.html
SPC22882 | multicomp | 1: 7.5903 10: 6.6794 100: 6.558 250: 6.558 500: 6.558 1,000: 6.558 2,500: 6.558 5,000: 6.558 | SIMPLEX FIBER OPTIC PATCH CORD; Fibre Optic Connector A:ST; Fibre Optic Connector B:ST; No. of Fibers:1Fibres; Fibre Type:Multimode; Lead Length - Metric:1m; Fibre Diameter:62.5um / 125um; Product Range:-; Cable Length:1 | [41 empty] | 40 | https://www.unikeyic.com/media/about_us/Unikey_ISO_9001_Certification.pdf | https://www.unikeyic.com/products/fiber-optic-cables-and-cable-assemblies/spc22882/27015878.html
SPC22970 | PRO-SIGNAL | 1: 16.2839 5: 14.5904 10: 14.3298 50: 14.0693 100: 14.0693 250: 14.0693 | Cable Assembly Duplex 1m LC to LC PL-PL | [12 empty] | SPC22970 PRO-SIGNAL | [11 empty] | wire mounting | [16 empty] | 42 | https://www.unikeyic.com/media/datasheet/0f/6b/8035/0f/b8bb9cfc056fdfec8c1075d1e7a6a5f9.pdf | https://www.unikeyic.com/products/fiber-optic-cables-and-cable-assemblies/spc22970/18791301.html
SPC22980 | PRO-SIGNAL | 1: 38.4477 5: 37.7611 10: 37.0746 50: 37.0746 100: 37.0746 | Cable Assembly Duplex 30m LC to LC PL-PL | [41 empty] | 1 | https://www.unikeyic.com/media/about_us/Unikey_ISO_9001_Certification.pdf | https://www.unikeyic.com/products/fiber-optic-cables-and-cable-assemblies/spc22980/19131252.html
STST-6DTP030 | Bel Fuse | 1: 23.9551 10: 23.5273 25: 23.5273 50: 23.0996 100: 23.0996 250: 23.0996 500: 23.0996 | Cable Assembly Duplex 3m ST to ST PL-PL Box | ST (2) | ST (2) | STST-6DTP | - | 0.12" (3.0mm) | - |  |  | Orange | Beige |  |  |  | - | 62.5/125 |  | - |  | Poly-Vinyl Chloride (PVC) |  |  |  | 9.8' (3.0m) | 1 (Unlimited) |  |  |  | - | Box |  | - | - | 9094854 |  | - | [6 empty] | 5 | https://www.unikeyic.com/media/datasheet/21/56/1a53/21/6af6aaf8b926cf886a276c2243c937a5.pdf | https://www.unikeyic.com/products/fiber-optic-cables-and-cable-assemblies/stst-6dtp030/20148500.html
STST-6DTP050 | Bel Fuse | 100: 14.3207 250: 14.3207 500: 14.3207 1,000: 14.3207 | Cable Assembly Duplex 5m ST to ST PL-PL Box | ST (2) | ST (2) | STST-6DTP | - | 0.12" (3.0mm) | - |  |  | Orange | Beige |  |  |  | - | 62.5/125 |  | - |  | Poly-Vinyl Chloride (PVC) |  |  |  | 16.4' (5.0m) | 1 (Unlimited) |  |  |  | - | Box |  | - | - | 9094855 |  | - | [6 empty] | 100 | https://www.unikeyic.com/media/datasheet/21/56/1a53/21/6af6aaf8b926cf886a276c2243c937a5.pdf | https://www.unikeyic.com/products/fiber-optic-cables-and-cable-assemblies/stst-6dtp050/15533063.html
TCAB-12MPOFF-OS2-7M | ATGBICS | 1: 47.1343 | MPO TO MPO 23.0' (7.0 m) | MPO | MPO |  |  | 0.12" (3.0mm) | Trunk |  |  | Yellow | Black, Green |  |  |  | - | - |  | 0.35dB |  | Low Smoke Zero Halogen (LSZH) |  |  |  | 23.0' (7.0m) | Vendor Undefined |  |  |  | -10°C ~ 70°C | Bag |  | LSZH | 50dB | 13938434 |  | - | [6 empty] | 838 | https://www.unikeyic.com/media/pdf/HTMLDatasheet/atgbics/ef/2e/8baf/tcab-12mpoff-os2-7m/2025/11/tcab-12mpoff-os2-7m.pdf | https://www.unikeyic.com/products/fiber-optic-cables-and-cable-assemblies/tcab-12mpoff-os2-7m/18856982.html
TCAB-24MPOFF-OM3-3M | ATGBICS | 1: 89.1 | TO MPO 9.8' (3.0 m) | - | MPO |  |  | 0.12" (3.0mm) | Trunk | [7 empty] | - | - | [7 empty] | 9.8' (3.0m) | Vendor Undefined |  |  |  |  | Bag |  | LSZH |  |  |  | - | [6 empty] | 994 | https://www.unikeyic.com/media/pdf/HTMLDatasheet/atgbics/48/ae/18d0/tcab-24mpoff-om3-3m/2025/11/tcab-24mpoff-om3-3m.pdf | https://www.unikeyic.com/products/fiber-optic-cables-and-cable-assemblies/tcab-24mpoff-om3-3m/16049689.html
TCAB-24MPOFF-OS2-2M | ATGBICS | 1: 118.1452 | TO MPO 6.6' (2.0 m) | - | MPO |  |  | 0.12" (3.0mm) | Trunk | [7 empty] | - | - | [7 empty] | 6.6' (2.0m) | Vendor Undefined |  |  |  |  | Bag |  | LSZH |  | 13936409 |  | - | [6 empty] | 572 | https://www.unikeyic.com/media/pdf/HTMLDatasheet/atgbics/7e/f4/22f5/tcab-24mpoff-os2-2m/2025/11/tcab-24mpoff-os2-2m.pdf | https://www.unikeyic.com/products/fiber-optic-cables-and-cable-assemblies/tcab-24mpoff-os2-2m/18525000.html
TCAB-8MPOFF-OM3-2M | ATGBICS | 1: 36.6378 | TO MPO 6.6' (2.0 m) | - | MPO |  |  | 0.12" (3.0mm) | Trunk | [7 empty] | - | - | [7 empty] | 6.6' (2.0m) | Vendor Undefined |  |  |  |  | Bag |  | LSZH |  |  |  | - | [6 empty] | 631 | https://www.unikeyic.com/media/pdf/HTMLDatasheet/atgbics/b7/10/c0f3/tcab-8mpoff-om3-2m/2025/11/tcab-8mpoff-om3-2m.pdf | https://www.unikeyic.com/products/fiber-optic-cables-and-cable-assemblies/tcab-8mpoff-om3-2m/20901360.html
TCAB-8MPOFF-OM3-5M | ATGBICS | 1: 43.7393 | TO MPO 16.4' (5.0m) | - | MPO |  |  | 0.12" (3.0mm) | Trunk | [7 empty] | - | - | [7 empty] | 16.4' (5.0m) | Vendor Undefined |  |  |  |  | Bag |  | LSZH |  |  |  | - | [6 empty] | 653 | https://www.unikeyic.com/media/pdf/HTMLDatasheet/atgbics/3a/b0/cfb4/tcab-8mpoff-om3-5m/2025/11/tcab-8mpoff-om3-5m.pdf | https://www.unikeyic.com/products/fiber-optic-cables-and-cable-assemblies/tcab-8mpoff-om3-5m/14266562.html
TCAB-8MPOFF-OM4-1M | ATGBICS | 1: 35.1972 | TO MPO 3.3' (1.0m) | - | MPO |  |  | 0.12" (3.0mm) | Trunk | [7 empty] | - | - | [7 empty] | 3.3' (1.0m) | Vendor Undefined |  |  |  |  | Bag |  | LSZH |  |  |  | - | [6 empty] | 655 | https://www.unikeyic.com/media/about_us/Unikey_ISO_9001_Certification.pdf | https://www.unikeyic.com/products/fiber-optic-cables-and-cable-assemblies/tcab-8mpoff-om4-1m/19773696.html
TCAB-8MPOFF-OM4-2M | ATGBICS | 1: 39.4163 | TO MPO 6.6' (2.0 m) | - | MPO |  |  | 0.12" (3.0mm) | Trunk | [7 empty] | - | - | [7 empty] | 6.6' (2.0m) | Vendor Undefined |  |  |  |  | Bag |  | LSZH |  |  |  | - | [6 empty] | 809 | https://www.unikeyic.com/media/about_us/Unikey_ISO_9001_Certification.pdf | https://www.unikeyic.com/products/fiber-optic-cables-and-cable-assemblies/tcab-8mpoff-om4-2m/14587414.html
TCAB-8MPOFF-OM4-3M | ATGBICS | 1: 43.0177 | TO MPO 9.8' (3.0 m) | - | MPO |  |  | 0.12" (3.0mm) | Trunk | [7 empty] | - | - | [7 empty] | 9.8' (3.0m) | Vendor Undefined |  |  |  |  | Bag |  | LSZH |  |  |  | - | [6 empty] | 969 | https://www.unikeyic.com/media/about_us/Unikey_ISO_9001_Certification.pdf | https://www.unikeyic.com/products/fiber-optic-cables-and-cable-assemblies/tcab-8mpoff-om4-3m/15538171.html
TCAB-8MPOFF-OM4-5M | ATGBICS | 1: 50.4281 | TO MPO 16.4' (5.0m) | - | MPO |  |  | 0.12" (3.0mm) | Trunk | [7 empty] | - | - | [7 empty] | 16.4' (5.0m) | Vendor Undefined |  |  |  |  | Bag |  | LSZH |  | 13931510 |  | - | [6 empty] | 541 | https://www.unikeyic.com/media/about_us/Unikey_ISO_9001_Certification.pdf | https://www.unikeyic.com/products/fiber-optic-cables-and-cable-assemblies/tcab-8mpoff-om4-5m/14663729.html
TCAB-8MPOFF-OS2-5M | ATGBICS | 1: 43.224 | FIBER OPTIC CBL TO MPO SGL 5M | - | MPO |  |  | 0.12" (3.0mm) | Trunk | [7 empty] | - | - | [7 empty] | 16.4' (5.0m) | Vendor Undefined |  |  |  |  | Bag |  | LSZH |  |  |  | - | [6 empty] | 642 | https://www.unikeyic.com/media/pdf/HTMLDatasheet/atgbics/0f/87/0804/tcab-8mpoff-os2-5m/2025/11/tcab-8mpoff-os2-5m.pdf | https://www.unikeyic.com/products/fiber-optic-cables-and-cable-assemblies/tcab-8mpoff-os2-5m/18148609.html
TCF-1000 | Industrial Fiber Optics | 1,000: 0.9584 1,500: 0.9301 2,500: 0.8955 3,500: 0.8733 5,000: 0.8618 | Black 1640.4' (500.0m) |  |  |  | 25mm |  |  | - | Fluorinated Polymer |  |  | 970µm | Poly-Methyl Methacrylate (PMMA) |  | - |  |  |  | 0.087" (2.21mm) | Polyethylene (PE) | Black | 1640.4' (500.0m) |  |  | 1 (Unlimited) |  |  |  | 90°C | Spool |  | - |  | 16343043 |  | - |  |  |  | Standard | 9.2kg |  | 5000 | https://www.unikeyic.com/media/about_us/Unikey_ISO_9001_Certification.pdf | https://www.unikeyic.com/products/fiber-optic-cables-and-cable-assemblies/tcf-1000/16508228.html
TCF-1000W | Industrial Fiber Optics | 1: 950.5833 2: 903.4096 3: 876.7132 5: 843.9669 7: 826.3896 | CBL FIBER OPTIC 500M |  |  |  | 25mm |  |  | - | Fluorinated Polymer |  |  | 970µm | Poly-Methyl Methacrylate (PMMA) |  | - |  |  |  | 0.087" (2.21mm) | Polyethylene (PE) | Black | 1640.4' (500.0m) |  |  | 1 (Unlimited) |  |  |  | 90°C | Spool |  | - |  |  |  | - |  |  |  | Standard | 18kg |  | 4 | https://www.unikeyic.com/media/about_us/Unikey_ISO_9001_Certification.pdf | https://www.unikeyic.com/products/fiber-optic-cables-and-cable-assemblies/tcf-1000w/18021951.html
TK-160 | Jonard Tools | 1: 754.0326 | Fiber Prep Kit, Provides You With All Of The Tools Needed To Access And Prepare A Fiber Optic Cable For Termination | [15 empty] | Fiber Optic Connectors | [7 empty] | Not Applicable |  |  |  |  | Bulk |  |  |  | 5766876 |  | TK | - | - |  |  |  | 7.5 lbs (3.4 kg) | 1 | https://www.unikeyic.com/media/datasheet/90/d4/aa9f/90d4aa9f32422d5dcb1fa2585d18cca0.pdf | https://www.unikeyic.com/products/fiber-optic-cables-and-cable-assemblies/tk-160/14814276.html
TK-184 | Jonard Tools | 1: 541.4572 5: 516.4754 | Fiber Optic Connector Clean and Prep Kit | [15 empty] | Fiber Optic Cables | [7 empty] | Not Applicable |  |  |  |  | Box | [5 empty] | - | - | - |  |  |  |  | 1 | https://www.unikeyic.com/media/pdf/EnvironmentalInformation/jonard-tools/d1/15/906f/ptx-fla/2025/12/RoHS-Cert-of-Compliance-2020.pdf | https://www.unikeyic.com/products/fiber-optic-cables-and-cable-assemblies/tk-184/20016690.html
TK-186 | Jonard Tools | 1: 350.0601 | [16 empty] | - | [7 empty] | Not Applicable |  |  |  |  | Box |  |  |  | 8568669 |  | - | - | - |  |  |  |  | 1 | https://www.unikeyic.com/media/datasheet/1b/d6/a598/1b/27532c4fa4182d1cc8948d938f6d7d2f.pdf | https://www.unikeyic.com/products/fiber-optic-cables-and-cable-assemblies/tk-186/19424165.html
TK-189 | Jonard Tools | 1: 616.9698 | Fiber Connector Cleaning and Inspection Kit | [15 empty] | Fiber Optic Connectors | [7 empty] | Not Applicable |  |  |  |  | Box | [5 empty] | TK | - | - |  |  |  | - | 1 | https://www.unikeyic.com/media/pdf/HTMLDatasheet/jonard-tools/a7/68/df76/tk-186/2025/11/tk-188.pdf | https://www.unikeyic.com/products/fiber-optic-cables-and-cable-assemblies/tk-189/14803285.html
VFL-150 | Jonard Tools | 1: 238.5712 | Visual Fault Locator Kit | [12 empty] | VFL-150 Jonard Tools | [16 empty] | On sale |  |  |  | boxed | [7 empty] | 4 | https://www.unikeyic.com/media/datasheet/23/a1/03db/23a103db5de5c9fb42dcb2ddaf5ecd07.pdf | https://www.unikeyic.com/products/fiber-optic-cables-and-cable-assemblies/vfl-150/19651749.html
VFL-300 | Jonard Tools | 1: 265.6683 | VISUAL FAULT LOCATOR KIT; Kit Contents:FC, SC, ST, LC Fiber Connector, Laser Diode, Batteries; Product Range:- 71AJ8681 | [15 empty] | Fiber Optic Connectors | [7 empty] | 1 (Unlimited) |  |  |  |  | Retail Package |  |  |  | 15298165 |  | - | - | FC, LC, SC, ST Connectors |  |  |  | - | 5 | https://www.unikeyic.com/media/pdf/HTMLDatasheet/jonard-tools/77/bb/d2ae/vfl-300/2025/12/vfl-300.pdf | https://www.unikeyic.com/products/fiber-optic-cables-and-cable-assemblies/vfl-300/16467137.html
VISIFAULT | FLUKE | 1: 803.4823 | Fluke Networks Visual Fault Locator, 157 × 52 × 37mm, +40°C Max, 0°C Min | [23 empty] | Not Applicable |  |  |  |  | Box |  |  |  | 9829953 |  | - | - |  |  |  |  | - | 14 | https://www.unikeyic.com/media/datasheet/36/42/b9e1/36/87c79ad9d00a30d88480c1ebe5364d87.pdf | https://www.unikeyic.com/products/fiber-optic-cables-and-cable-assemblies/visifault/19415566.html
ZL60615MJDA | TE Connectivity | 1: 572.88 3: 549.967 | Cable Assembly CX-4 Active Optical 3m 24AWG InfiniBand to InfiniBand PL-PL | [41 empty] | 3 | https://www.unikeyic.com/media/about_us/Unikey_ISO_9001_Certification.pdf | https://www.unikeyic.com/products/fiber-optic-cables-and-cable-assemblies/zl60615mjda/17585181.html